## Sheet1
Revit Category | Revit Family | Revit Type | ElementCategory | ElementType
OST_CableTray | Cable Tray with Fittings | Submains Cable ladder | Cable Tray | Cable Tray
OST_CableTray | Cable Tray with Fittings | Fibre optic cable tray | Cable Tray | Cable Tray
OST_CableTray | Cable Tray with Fittings | ELV/Fire Alarm Tray | Cable Tray | Cable Tray
OST_CableTray | Cable Tray with Fittings | Telecomms cable basket | Cable Tray | Cable Tray
OST_CableTray | Cable Tray with Fittings | LV cable tray AC | Cable Tray | Cable Tray
OST_CableTray | Cable Tray with Fittings | LV cable tray | Cable Tray | Cable Tray
OST_CableTray | Cable Tray with Fittings | Trunking | Cable Tray | Cable Tray
OST_CableTrayFitting | E-M_Channel Horizontal Bend | Submains Cable ladder | Cable Tray | Cable Tray
OST_CableTrayFitting | E-M_Channel Horizontal Bend | LV cable tray AC | Cable Tray | Cable Tray
OST_CableTrayFitting | E-M_Channel Horizontal Cross | Trunking | Cable Tray | Cable Tray
OST_CableTrayFitting | E-M_Channel Horizontal Cross | ELV/Fire Alarm Tray | Cable Tray | Cable Tray
OST_CableTrayFitting | E-M_Channel Horizontal Cross | LV cable tray | Cable Tray | Cable Tray
OST_CableTrayFitting | E-M_Channel Reducer | Telecomms cable basket | Cable Tray | Cable Tray
OST_CableTrayFitting | E-M_Channel Reducer | LV cable tray | Cable Tray | Cable Tray
OST_CableTrayFitting | E-M_Channel Reducer | Submains Cable ladder | Cable Tray | Cable Tray
OST_CableTrayFitting | E-M_Channel Reducer | ELV/Fire Alarm Tray | Cable Tray | Cable Tray
OST_CableTrayFitting | E-M_Channel Vertical Inside Bend | Trunking | Cable Tray | Cable Tray
OST_CableTrayFitting | E-M_Channel Vertical Inside Bend | ELV/Fire Alarm Tray | Cable Tray | Cable Tray
OST_CableTrayFitting | E-M_Channel Vertical Inside Bend | Submains Cable ladder | Cable Tray | Trunking
OST_CableTrayFitting | E-M_Channel Vertical Outside Bend | ELV/Fire Alarm Tray | Cable Tray | Cable Tray
OST_CableTrayFitting | E-M_Channel Vertical Outside Bend | Trunking | Cable Tray | Cable Tray
OST_CableTrayFitting | E-M_Channel Vertical Outside Bend | Submains Cable ladder | Cable Tray | Cable Tray
OST_CableTrayFitting | E-M_HorizontalBend | Submains Cable ladder | Cable Tray | Cable Tray
OST_CableTrayFitting | E-M_HorizontalBend | Fibre optic cable tray | Cable Tray | Cable Tray
OST_CableTrayFitting | E-M_HorizontalBend | ELV/Fire Alarm Tray | Cable Tray | Cable Tray
OST_CableTrayFitting | E-M_HorizontalBend | LV cable tray AC | Cable Tray | Cable Tray
OST_CableTrayFitting | E-M_HorizontalBend | Trunking | Cable Tray | Cable Tray
OST_CableTrayFitting | E-M_HorizontalBend | LV cable tray | Cable Tray | Cable Tray
OST_CableTrayFitting | E-M_HorizontalBend | Telecomms cable basket | Cable Tray | Cable Tray
OST_CableTrayFitting | E-M_HorizontalTee | Submains Cable ladder | Cable Tray | Cable Tray
OST_CableTrayFitting | E-M_HorizontalTee | ELV/Fire Alarm Tray | Cable Tray | Cable Tray
OST_CableTrayFitting | E-M_HorizontalTee | Telecomms cable basket | Cable Tray | Cable Tray
OST_CableTrayFitting | E-M_HorizontalTee | LV cable tray AC | Cable Tray | Cable Tray
OST_CableTrayFitting | E-M_HorizontalTee | Trunking | Cable Tray | Cable Tray
OST_CableTrayFitting | E-M_HorizontalTee | LV cable tray | Cable Tray | Cable Tray
OST_CableTrayFitting | E-M_VerticalInsideBend | Fibre optic cable tray | Cable Tray | Cable Tray
OST_CableTrayFitting | E-M_VerticalInsideBend | Submains Cable ladder | Cable Tray | Cable Tray
OST_CableTrayFitting | E-M_VerticalInsideBend | LV cable tray | Cable Tray | Cable Tray
OST_CableTrayFitting | E-M_VerticalInsideBend | Telecomms cable basket | Cable Tray | Cable Tray
OST_CableTrayFitting | E-M_VerticalInsideBend | ELV/Fire Alarm Tray | Cable Tray | Cable Tray
OST_CableTrayFitting | E-M_VerticalInsideBend | LV cable tray AC | Cable Tray | Cable Tray
OST_CableTrayFitting | E-M_VerticalInsideBend | Trunking | Cable Tray | Cable Tray
OST_CableTrayFitting | E-M_VerticalOutsideBend | Fibre optic cable tray | Cable Tray | Cable Tray
OST_CableTrayFitting | E-M_VerticalOutsideBend | Submains Cable ladder | Cable Tray | Cable Tray
OST_CableTrayFitting | E-M_VerticalOutsideBend | Trunking | Cable Tray | Cable Tray
OST_CableTrayFitting | E-M_VerticalOutsideBend | ELV/Fire Alarm Tray | Cable Tray | Cable Tray
OST_CableTrayFitting | E-M_VerticalOutsideBend | Telecomms cable basket | Cable Tray | Cable Tray
OST_CableTrayFitting | E-M_VerticalOutsideBend | LV cable tray | Cable Tray | Cable Tray
OST_CableTrayFitting | E-M_VerticalOutsideBend | LV cable tray AC | Cable Tray | Cable Tray
OST_Casework | A-M_Feature Arch-JYG-08 | A-M_Feature Arch-JYG-08 | Joinery | Portal
OST_Casework | A-M_JYF-01 | JYF-01 | Joinery | Storage
OST_Casework | A-M_JYF-02 | JYF-02 | Joinery | Storage
OST_Casework | A-M_JYF-03 | JYF-03 | Joinery | Storage
OST_Casework | A-M_JYF-04 | JYF-04 | Joinery | Storage
OST_Casework | A-M_JYF-05 | JYF-05 | Joinery | Storage
OST_Casework | A-M_JYF-07 Lower cabinet | JYF-07 Lower cabinet | Joinery | Storage
OST_Casework | A-M_JYF-08 | JYF-08 | Joinery | Screen
OST_Casework | A-M_JYF-09 | JYF-09 | Joinery | Screen
OST_Casework | A-M_JYF-10 FF High table | JYF-10 FF High table | Furniture | Table
OST_Casework | A-M_JYF-13 FF lab desk | JYF-13 FF lab desk | Furniture | Table - Lab
OST_Casework | A-M_JYF-14 FF lab desk | JYF-14 FF lab desk | Furniture | Table - Lab
OST_Casework | A-M_JYF-15 | JYF-15 | Furniture | Table - Lab
OST_Casework | A-M_JYF-16 | JYF-16 | Furniture | Table - Lab
OST_Casework | A-M_JYF-17 | JYF-17 | Furniture | Table - Lab
OST_Casework | A-M_JYG-01_ GF Reception Desk | A-M_JYG-01_ GF Reception Desk | Furniture | Reception Table
OST_Casework | A-M_JYG-02_GF Reception Seating | A-M_JYG-02_GF Reception Seating | Furniture | Reception Seating
OST_Casework | A-M_JYG-03-Tea Station | A-M_JYG-03-Tea Station | Furniture | Tea Station
OST_Casework | A-M_JYG-04_Digi Tower | Digi Tower | Furniture | Digital Tower
OST_Casework | A-M_JYG-05 Lower& Upper cabinet | JYG-05 Lower & Upper Cabinet | Joinery | Storage
OST_Casework | A-M_JYS-05-Tea Station | A-M_JYS-05-Tea Station | Furniture | Tea Station
OST_Casework | A-M_JYS-06.rfa Upper& Lowe | JYS-06.rfa Upper | Joinery | Storage
OST_Casework | A-M_JYS-07 | JYS-07 | Joinery | Storage
OST_Casework | A-M_JYS-08-SF Conference Table | A-M_JYS-08-SF Conference Table | Furniture | Conference Table
OST_Casework | A-M_JYS-09_Storage cabinet | A-M_JYS-09_Storage cabinet | Joinery | Storage
OST_Casework | A-M_JYS-10_Display Table | A-M_JYS-10_Display Table | Furniture | Display Table
OST_Ceilings | A-M_Ceiling | A-M_Ceiling | Ceiling | Plaster Board
OST_Ceilings | A-M_Ceiling Frame | A-M_Alu. Cover | Joinery - Feature | Aluminum Closure
OST_Ceilings | A-M_Ceiling1 | A-M_Caseworks1
OST_Ceilings | A-M_Ceilings Plaster board | A-M_Ceilings Plaster board | Ceiling | Plaster Board
OST_Ceilings | A-M_Celing3 | A-M_Casework3
OST_Ceilings | A-M_Detail -06 In SS1 | Detail -06 In SS | Ceiling | Plaster Board
OST_Ceilings | A-M_Detail -06 In SS10 | Detail -06 In SS | Ceiling | Plaster Board
OST_Ceilings | A-M_Detail -06 In SS11 | Detail -06 In SS | Ceiling | Plaster Board
OST_Ceilings | A-M_Detail -06 In SS12 | Detail -06 In SS | Ceiling | Plaster Board
OST_Ceilings | A-M_Detail -06 In SS2 | Detail -06 In SS | Ceiling | Plaster Board
OST_Ceilings | A-M_Detail -06 In SS3 | Detail -06 In SS | Ceiling | Plaster Board
OST_Ceilings | A-M_Detail -06 In SS4 | Detail -06 In SS | Ceiling | Plaster Board
OST_Ceilings | A-M_Detail -06 In SS5 | Detail -06 In SS | Ceiling | Plaster Board
OST_Ceilings | A-M_Detail -06 In SS6 | Detail -06 In SS | Ceiling | Plaster Board
OST_Ceilings | A-M_Detail -06 In SS7 | Detail -06 In SS | Ceiling | Plaster Board
OST_Ceilings | A-M_Detail -06 In SS8 | Detail -06 In SS | Ceiling | Plaster Board
OST_Ceilings | A-M_Detail -06 In SS9 | Detail -06 In SS | Ceiling | Plaster Board
OST_Ceilings | A-M_Plasterboard ceiling | Plasterboardceiling | Ceiling | Plaster Board
OST_Ceilings | A-M_Plasterboardceiling 33 | Plasterboardceiling | Ceiling | Plaster Board
OST_Ceilings | A-M_Plasterboardceiling 34 | Plasterboardceiling | Ceiling | Plaster Board
OST_Ceilings | A-M_Plasterboardceiling 35 | Plasterboardceiling | Ceiling | Plaster Board
OST_Ceilings | A-M_Plasterboardceiling 36 | Plasterboardceiling | Ceiling | Plaster Board
OST_Ceilings | A-M_Plasterboardceiling 37 | Plasterboardceiling | Ceiling | Plaster Board
OST_Ceilings | A-M_Plasterboardceiling 38 | Plasterboardceiling | Ceiling | Plaster Board
OST_Ceilings | A-M_Plasterboardceiling 39 | Plasterboardceiling | Ceiling | Plaster Board
OST_Ceilings | A-M_Plasterboardceiling 40 | Plasterboardceiling | Ceiling | Plaster Board
OST_Ceilings | A-M_Plasterboardceiling 41 | Plasterboard ceiling | Ceiling | Plaster Board
OST_Ceilings | A-M_Plasterboardceiling 42 | Plasterboardceiling | Ceiling | Plaster Board
OST_Ceilings | A-M_Plasterboardceiling 43 | Plasterboardceiling | Ceiling | Plaster Board
OST_Ceilings | A-M_Plasterboardceiling 44 | Plasterboardceiling | Ceiling | Plaster Board
OST_Ceilings | A-M_Plasterboardceiling 45 | Plasterboardceiling | Ceiling | Plaster Board
OST_Ceilings | A-M_Plasterboardceiling 46 | Plasterboardceiling | Ceiling | Plaster Board
OST_Ceilings | A-M_Plasterboardceiling 48 | Plasterboardceiling | Ceiling | Plaster Board
OST_Ceilings | A-M_Plasterboardceiling 49 | Plasterboardceiling | Ceiling | Plaster Board
OST_Ceilings | A-M_Plasterboardceiling 50 | Plasterboardceiling | Ceiling | Plaster Board
OST_Ceilings | A-M_Plasterboardceiling1 | Plasterboardceiling | Ceiling | Plaster Board
OST_Ceilings | A-M_Plasterboardceiling10 | Plasterboardceiling | Ceiling | Plaster Board
OST_Ceilings | A-M_Plasterboardceiling11 | Plasterboardceiling | Ceiling | Plaster Board
OST_Ceilings | A-M_Plasterboardceiling12 | Plasterboardceiling | Ceiling | Plaster Board
OST_Ceilings | A-M_Plasterboardceiling13 | Plasterboardceiling | Ceiling | Plaster Board
OST_Ceilings | A-M_Plasterboardceiling14 | Plasterboardceiling | Ceiling | Plaster Board
OST_Ceilings | A-M_Plasterboardceiling15 | Plasterboardceiling | Ceiling | Plaster Board
OST_Ceilings | A-M_Plasterboardceiling16 | Plasterboardceiling | Ceiling | Plaster Board
OST_Ceilings | A-M_Plasterboardceiling17 | Plasterboardceiling | Ceiling | Plaster Board
OST_Ceilings | A-M_Plasterboardceiling18 | Plasterboardceiling | Ceiling | Plaster Board
OST_Ceilings | A-M_Plasterboardceiling19 | Plasterboardceiling | Ceiling | Plaster Board
OST_Ceilings | A-M_Plasterboardceiling2 | Plasterboardceiling | Ceiling | Plaster Board
OST_Ceilings | A-M_Plasterboardceiling20 | Plasterboardceiling | Ceiling | Plaster Board
OST_Ceilings | A-M_Plasterboardceiling21 | Plasterboardceiling | Ceiling | Plaster Board
OST_Ceilings | A-M_Plasterboardceiling22 | Plasterboardceiling | Ceiling | Plaster Board
OST_Ceilings | A-M_Plasterboardceiling23 | Plasterboardceiling | Ceiling | Plaster Board
OST_Ceilings | A-M_Plasterboardceiling24 | Plasterboardceiling | Ceiling | Plaster Board
OST_Ceilings | A-M_Plasterboardceiling25 | Plasterboardceiling | Ceiling | Plaster Board
OST_Ceilings | A-M_Plasterboardceiling26 | Plasterboardceiling | Ceiling | Plaster Board
OST_Ceilings | A-M_Plasterboardceiling27 | Plasterboardceiling | Ceiling | Plaster Board
OST_Ceilings | A-M_Plasterboardceiling28 | Plasterboardceiling | Ceiling | Plaster Board
OST_Ceilings | A-M_Plasterboardceiling29 | Plasterboardceiling | Ceiling | Plaster Board
OST_Ceilings | A-M_Plasterboardceiling3 | Plasterboardceiling | Ceiling | Plaster Board
OST_Ceilings | A-M_Plasterboardceiling30 | Plasterboardceiling | Ceiling | Plaster Board
OST_Ceilings | A-M_Plasterboardceiling31 | Plasterboardceiling | Ceiling | Plaster Board
OST_Ceilings | A-M_Plasterboardceiling32 | Plasterboardceiling | Ceiling | Plaster Board
OST_Ceilings | A-M_Plasterboardceiling33 | Plasterboardceiling | Ceiling | Plaster Board
OST_Ceilings | A-M_Plasterboardceiling34 | Plasterboardceiling | Ceiling | Plaster Board
OST_Ceilings | A-M_Plasterboardceiling35 | Plasterboardceiling | Ceiling | Plaster Board
OST_Ceilings | A-M_Plasterboardceiling36 | Plasterboardceiling | Ceiling | Plaster Board
OST_Ceilings | A-M_Plasterboardceiling37 | Plasterboardceiling
OST_Ceilings | A-M_Plasterboardceiling38 | Plasterboardceiling
OST_Ceilings | A-M_Plasterboardceiling4 | Plasterboardceiling | Ceiling | Plaster Board
OST_Ceilings | A-M_Plasterboardceiling5 | Plasterboardceiling | Ceiling | Plaster Board
OST_Ceilings | A-M_Plasterboardceiling6 | Plasterboardceiling | Ceiling | Plaster Board
OST_Ceilings | A-M_Plasterboardceiling7 | Plasterboardceiling | Ceiling | Plaster Board
OST_Ceilings | A-M_Plasterboardceiling8 | Plasterboardceiling | Ceiling | Plaster Board
OST_Ceilings | A-M_Plasterboardceiling9 | Plasterboardceiling | Ceiling | Plaster Board
OST_Ceilings | Ceilings 1 | Ceilings 1 | Ceiling | Plaster Board
OST_Ceilings | Ceilings 2 | Ceilings 2 | Ceiling | Plaster Board
OST_Ceilings | Compound Ceiling | A-M_Plasterboard ceiling | Ceiling | Plaster Board
OST_Ceilings | Compound Ceiling | A-M_Plasterboard ceiling recess | Ceiling | Feature Plasterboard ceiling
OST_Ceilings | Compound Ceiling | A-M_Featured Plasterboard ceiling | Ceiling | Plaster Board
OST_Ceilings | Compound Ceiling | A-M_Ecophon Suspended Ceiling | Ceiling | Ecophon Suspended Ceiling
OST_Ceilings | Compound Ceiling | A-M_Suspended Tgrid type ceiling | Ceiling | Gyprex Satinspar Suspended T Grid
OST_Ceilings | Compound Ceiling | A-M_Ceiling kingspan perforated cladding | Ceiling | Kingspan Perforated Cladding
OST_Ceilings | Compound Ceiling | A-M_Plaster Board & Skim Finish | Ceiling | Plaster Board
OST_Ceilings | Compound Ceiling | A-M_Ceiling kingspan cladding | Ceiling | Kingspan Cladding Ceiling
OST_Ceilings | Compound Ceiling | A-M_Ecophon -Technical Tile | Ceiling | Ecophon - Technical Tile
OST_Ceilings | Compound Ceiling | A-M_Ecophon-300mm Tile | Ceiling | Ecophon - 300mm Tile
OST_Ceilings | Door cover | Door cover | Ceiling | Plaster Board
OST_Ceilings | IPS Panel | IPS Panel | Sanitaryware | IPS Panel
OST_Ceilings | IPS Panel1 | IPS Panel | Sanitaryware | IPS Panel
OST_CommunicationDevices | E-M_Speaker-Crestron-Saros-2-Way_In-Ceiling | E-M_Recessed sound speakers | AV Equipment | Recessed Speakers
OST_CommunicationDevices | E-M_Wall Sound Speaker | E-M_Wall Sound Speaker | AV Equipment | Recessed Speakers
OST_CurtainWallMullions | Rectangular Mullion | A-M_50 x 150mm | Curtain Walls | Mullion
OST_CurtainWallMullions | Rectangular Mullion | A-M_30mm Square | Curtain Walls | Mullion
OST_CurtainWallMullions | Rectangular Mullion | A-M_50 x 200mm | Curtain Walls | Mullion
OST_CurtainWallMullions | Rectangular Mullion | A-M_50 x 150mm | Curtain Walls | Mullion
OST_CurtainWallMullions | Rectangular Mullion | A-M_150 x 150mm | Curtain Walls | Mullion
OST_CurtainWallMullions | Rectangular Mullion | A-M_50 x 100mm | Curtain Walls | Mullion
OST_CurtainWallMullions | Rectangular Mullion | A-M_30mm Square | Curtain Walls | Mullion
OST_CurtainWallPanels | KS1000TD_IPN_FZ_FX60_Vt | KS1000TD_IPN_F/Z_FX/60_Vt_100 | Roof | QuadCore® Topdek Roof Panel KS1000 TD
OST_CurtainWallPanels | QC_Karrier_Wall Panel_Hz | Karrier_100mm_Wall Panel_Hz | Curtain Walls | Panel - Insulated
OST_CurtainWallPanels | System Panel | A-M_Glazed | Glazing Internal | Glazed - Flush
OST_CurtainWallPanels | System Panel | A-M_Railing | Railing | Glass
OST_CurtainWallPanels | System Panel | A-M_Spandrel | Curtain Walls | Spandrel
OST_CurtainWallPanels | System Panel | A-M_Roof Panel | Roof | Roof Panel
OST_CurtainWallPanels | System Panel | A-M_XD-01 | Glazing External | Single Casement
OST_CurtainWallPanels | System Panel | A-M_XD.02 | Glazing External | Single Casement
OST_CurtainWallPanels | System Panel | A-M_XD-03 | Glazing External | Single Casement
OST_CurtainWallPanels | System Panel | A-M_Glazed Handrail | Railing | Glass
OST_CurtainWallPanels | System Panel | A-M_Uniquad | Curtain Walls | UniQuad Translucent Walls
OST_CurtainWallPanels | System Panel | A-M_Glazed_External | Glazing Internal | Glazed - Flush
OST_Doors | A-M_ASSA ABLOY BE_Doorset_Corridor Hold-Open Double Door_HardwareSet Info | D (1500 X 1850) | Door - Internal | Shaft
OST_Doors | A-M_ASSA ABLOY BE_Doorset_Corridor Hold-Open Double Door_HardwareSet Info | D (1500 X 1850) 2 | Door - Internal | Shaft
OST_Doors | A-M_Curtain_Wall_Panel_Door_4861 | AUS_Sgl Glass framed w d-pull 2 | Door - Internal | Glazed - Flush
OST_Doors | A-M_Curtain_Wall_Panel_Door_4861 | AUS_Sgl Glass framed w d-pull 3 | Door - Internal | Glazed - Flush
OST_Doors | A-M_Curtain_Wall_Panel_Door_4861 | XD.02 Door | Door - External | Single Flush
OST_Doors | A-M_Curtain_Wall_Panel_Door_4861 | XD.03 | Door - External | Single Flush
OST_Doors | A-M_Door-Curtain-Wall-Double-Storefront | Door-Curtain-Wall-Double-Storefront | Door - External | Entrance Door
OST_Doors | A-M_Door-Curtain-Wall-Double-Storefront | Door-Curtain-Wall-Double-Storefront | Door - External | Entrance Door
OST_Doors | A-M_Door-Exterior-Double | XD-04 | Door - External | Double Glass to Door - External
OST_Doors | A-M_Door-Exterior-Single-Flush_Panel-Wood | XD.06 | Door - External | Single Flush
OST_Doors | A-M_Door-Exterior-Single-Flush_Panel-Wood | XD-08 | Door - External | Single Flush
OST_Doors | A-M_Door-Overhead-Rolling | XD-12 | Door - External | Overhead Rolling
OST_Doors | A-M_Door-Overhead-Rolling | XD-05 | Door - External | Overhead Rolling
OST_Doors | A-M_Door-Overhead-Rolling | XD-13 | Door - External | Overhead Rolling
OST_Doors | A-M_Door-Passage-Double-Flush | DG-16 | Door - Internal | Double
OST_Doors | A-M_Double_Swing_Door_Uneven_17690 | DS-08 | Door - Internal | Double
OST_Doors | A-M_Double_Swing_Door_Uneven_17690 | DG-09 | Door - Internal | Double
OST_Doors | A-M_Elevator_-_Center_284 | 72" x 114" Hospital min. | Elevator | Doors
OST_Doors | A-M_Glass Door | A-M_Glass Door | Door - Internal | Single
OST_Doors | A-M_Single_Door_Flush__with_Hinge_side_window_647 | 3'-0" x 7'-0" Flush, 4" Head | Door - Internal | Single
OST_Doors | A-M_Single_Flush_with_Vision_18350 | KFD | Door - Internal | Single
OST_Doors | A-M_Sliding Door | A-M_Sliding Door | Door - Internal | Double Sliding
OST_Doors | A-M_Triple_Doors_12325 | XD-07 | Door - External | Triple
OST_Doors | A-M_Wood_door_Type_2_16376 | Timber (1000 x 2150) | Door - Internal | Single
OST_Doors | A-M_Wood_door_Type_2_16376 | Timber (900 x 2150) | Door - Internal | Single
OST_Doors | A-M_Wood_door_Type_2_16376 | Timber (1000 x 1950) | Door - Internal | Duct Door
OST_Doors | A-M_Wood_door_Type_2_16376-D | Timber (900 x 2150) | Door - Internal | Single
OST_Doors | A-M_Wood_door_Type_2_16376-D | Timber (1000 x 2150) | Door - Internal | Single
OST_Doors | A-M_Wood_door_Type_2_16376-D | Timber (800 x 2150) | Door - Internal | Single
OST_Doors | A-M_Wood_door_Type_Arc-D06 | Timber (1000 x 2150) | Door - Internal | Single
OST_Doors | A-M_Wood_door_Type_Arch | Timber (1000 x 2150) | Door - Internal | Single
OST_Doors | A-M_Wood_door_Type_Arch | Timber (1000 x 2500) | Door - Internal | Single
OST_Doors | Curtain_Wall_Sliding_door_Double_13395 | XD.09 | Door - External | Sliding Door
OST_Doors | M_Door-Double-Flush_Panel | 2400 x 2350mm | Door - Internal | Double Flush
OST_DuctAccessory | H-M_AC Room Controller | Room Controller | BMS | AC Room Controller
OST_DuctAccessory | H-M_Duct Silencer | Duct Silencer 250mm | Mechanical and Plumbing Equipment | Attenuator - Duct Silencer
OST_DuctAccessory | H-M_Duct Silencer | Duct Silencer 350mm | Mechanical and Plumbing Equipment | Attenuator - Duct Silencer
OST_DuctAccessory | H-M_Duct Silencer | Duct Silencer 300mm | Mechanical and Plumbing Equipment | Attenuator - Duct Silencer
OST_DuctAccessory | H-M_Fire Damper - Automatic - Round | Standard | Mechanical and Plumbing Equipment | Fire Damper
OST_DuctAccessory | H-M_Sensor | Sensor | BMS | AC Room Controller
OST_DuctAccessory | H-M_Temprature sensor | Temprature sensor | BMS | AC Room Controller
OST_DuctAccessory | H-M_Volume Control Damper - Rectangular | Standard | Mechanical and Plumbing Equipment | Volume Control Damper
OST_DuctAccessory | H-M_Volume Control Damper - Round | Standard | Mechanical and Plumbing Equipment | Volume Control Damper
OST_DuctCurves | Rectangular Duct | H-M_SAD | Duct | Rectangular
OST_DuctCurves | Rectangular Duct | H-M_EAD | Duct | Rectangular
OST_DuctCurves | Round Duct | H-M_SAD | Duct | Round
OST_DuctCurves | Round Duct | H-M_EAD | Duct | Round
OST_DuctCurves | Round Duct | H-M_FAD | Duct | Round
OST_DuctFitting | H-M_Rectangular Elbow - Mitered | Standard | Duct | Fitting
OST_DuctFitting | H-M_Rectangular Endcap | Standard | Duct | Fitting
OST_DuctFitting | H-M_Rectangular Takeoff | Standard | Duct | Fitting
OST_DuctFitting | H-M_Rectangular to Round Transition - Angle | 45 Degree | Duct | Fitting
OST_DuctFitting | H-M_Rectangular Transition - Angle | 45 Degree | Duct | Fitting
OST_DuctFitting | H-M_Round Elbow | 1 D | Duct | Fitting
OST_DuctFitting | H-M_Round Endcap | Standard | Duct | Fitting
OST_DuctFitting | H-M_Round Takeoff | Standard | Duct | Fitting
OST_DuctFitting | H-M_Round Takeoff - Shoe | Standard | Duct | Fitting
OST_DuctFitting | H-M_Round Tee | Standard | Duct | Fitting
OST_DuctFitting | H-M_Round Transition - Angle | 15 Degree | Duct | Fitting
OST_DuctFitting | H-M_Round Transition - Angle | 45 Degree | Duct | Fitting
OST_DuctFitting | H-M_Round Union | Standard
OST_DuctFitting | V_Rectangular_Elbow(With Vanes) | V_Elbow | Duct | Fitting
OST_DuctInsulations | Duct Insulation | H-M_KingspanInsulation_Ductwork_KoolDuct-22 | Duct | KoolDuct Insulation
OST_DuctSystem | Duct System | H-M_Supply Air
OST_DuctSystem | Duct System | H-M_Extract Air
OST_DuctSystem | Duct System | H-M_Fresh Air
OST_DuctSystem | Duct System | H-M_Exhaust Air
OST_DuctTerminal | A-M_KS Dri Design Tapered | Kingspan Dri-design cassette tapered series in RAL 9023 Pearl dark grey | Cladding - External | Kingspan Dri Design Tapered
OST_DuctTerminal | A-M_KS Dri Design Tapered | A-M_KS Dri Design Tapered Upper | Cladding - Internal | Kingspan Dri Design Tapered
OST_DuctTerminal | A-M_KS Dri Design Tapered | A-M_KS Dri Design Tapered Upper Top | Cladding - Internal | Kingspan Dri Design Tapered
OST_DuctTerminal | A-M_KS Dri Design Tapered | A-M_KS Dri Design Tapered Upper 2 | Cladding - Internal | Kingspan Dri Design Tapered
OST_DuctTerminal | A-M_KS Dri Design Tapered | A-M_KS Dri Design Tapered | Cladding - External | Kingspan Dri Design Tapered
OST_DuctTerminal | H-M_Ductwork Round-Diffuser | Ductwork Round-Diffuser | Mechanical and Plumbing Equipment | Supply Air Grills & Diffusers
OST_DuctTerminal | H-M_Exhaust Grille - Rectangular Face Square Neck - Hosted | Standard | Mechanical and Plumbing Equipment | Extract Grill
OST_DuctTerminal | H-M_Exhaust_Air_Grille | 200 x 200 EL | Mechanical and Plumbing Equipment | Extract Grill
OST_DuctTerminal | H-M_Exhaust_Air_Grille | 200 x 600 EG | Mechanical and Plumbing Equipment | Extract Grill
OST_DuctTerminal | H-M_Exhaust_Grill | Exhaust_Grill | Mechanical and Plumbing Equipment | Extract Grill
OST_DuctTerminal | H-M_Exhaust_Grill | Exhaust_Grill-2 | Mechanical and Plumbing Equipment | Extract Grill
OST_DuctTerminal | H-M_Return Diffuser with Plenum - Linear Slot - Hosted | 3600x200 | Mechanical and Plumbing Equipment | Return Air Grills & Diffusers
OST_DuctTerminal | H-M_Return Diffuser with Plenum - Linear Slot - Hosted | 5000x200 | Mechanical and Plumbing Equipment | Return Air Grills & Diffusers
OST_DuctTerminal | H-M_Supply Diffuser | DLQ-2-AK-M/300 | Mechanical and Plumbing Equipment | Supply Air Grills & Diffusers
OST_DuctTerminal | H-M_Supply Diffuser | DLQ-2-AK-M/200 | Mechanical and Plumbing Equipment | Supply Air Grills & Diffusers
OST_DuctTerminal | H-M_Supply Diffuser | DLQ-2-AK-M/500 | Mechanical and Plumbing Equipment | Supply Air Grills & Diffusers
OST_DuctTerminal | H-M_Supply Diffuser Multiple Connector | Standard | Mechanical and Plumbing Equipment | Supply Air Grills & Diffusers
OST_DuctTerminal | H-M_Supply Diffuser Perforated Round Neck | Standard | Mechanical and Plumbing Equipment | Supply Air Grills & Diffusers
OST_DuctTerminal | H-M_Supply Diffuser with Plenum - Linear Slot - Hosted | 2400x200 | Mechanical and Plumbing Equipment | Supply Air Grills & Diffusers
OST_DuctTerminal | H-M_Supply Diffuser with Plenum - Linear Slot - Hosted | EG-S3
OST_DuctTerminal | H-M_Supply Diffuser with Plenum - Linear Slot - Hosted | Standard | Mechanical and Plumbing Equipment | Supply Air Grills & Diffusers
OST_DuctTerminal | H-M_Supply Grille Rectangular Face Rectangular Neck | 600x100 | Mechanical and Plumbing Equipment | Supply Air Grills & Diffusers
OST_ElectricalEquipment | E-M_Built Under Fridge | E-M_Built Under Fridge | Kitchen Equipment | Fridge
OST_ElectricalEquipment | E-M_Cable Chamber | E-M_Cable Chamber | Cable Tray | Cable Tray
OST_ElectricalEquipment | E-M_Coffee Machine | E-M_Coffee Machine | Kitchen Equipment | Coffee Machine
OST_ElectricalEquipment | E-M_COMMS RACK | E-M_Communication Rack | IT Equipment | Communication Rack
OST_ElectricalEquipment | E-M_Computer | E-M_Computer | IT Equipment | Computer
OST_ElectricalEquipment | E-M_Disabled Refuge panel | E-M_Disabled Refuge panel | Fire, Safety and Security | Refuge Panel
OST_ElectricalEquipment | E-M_DIstribution Board (DB) | E-M_DB_0_1_Ground_Floor_DB_Kwh | Electrical Equipment | Sub Distribution Board
OST_ElectricalEquipment | E-M_DIstribution Board (DB) | E-M_DB_1_1_First_Floor_DB_Kwh | Electrical Equipment | Sub Distribution Board
OST_ElectricalEquipment | E-M_DIstribution Board (DB) | E-M_DB_2_1_Second_Floor_DB_Kwh | Electrical Equipment | Sub Distribution Board
OST_ElectricalEquipment | E-M_DIstribution Board (DB) | E-M_DB_SS_Site_Services_DB_Kwh | Electrical Equipment | Sub Distribution Board
OST_ElectricalEquipment | E-M_DIstribution Board (DB) | E-M_DB_Tech_Lab_Kit_Kwh | Electrical Equipment | Sub Distribution Board
OST_ElectricalEquipment | E-M_Electrical_Switchgear | E-M_Switchgear | Electrical Equipment | Switchgear
OST_ElectricalEquipment | E-M_Fire alarm panel | E-M_Fire alarm panel | Fire, Safety and Security | Fire Alarm Panel
OST_ElectricalEquipment | E-M_Flow Temp Controller | E-M_Flow Temp Controller | Electrical Equipment | MCC
OST_ElectricalEquipment | E-M_Fridge | E-M_Fridge | Kitchen Equipment | Fridge
OST_ElectricalEquipment | E-M_Hand Drier | E-M_Hand Drier | Sanitaryware | Hand Drier
OST_ElectricalEquipment | E-M_Lighting control gear panel | E-M_Lighting control gear panel | Lighting - Internal | Control Panel
OST_ElectricalEquipment | E-M_Main Switch Board | E-M_MSB | Electrical Equipment | MSB
OST_ElectricalEquipment | E-M_MCC Board | E-M_MCC Panel Board | Electrical Equipment | MCC
OST_ElectricalEquipment | E-M_Microwave Oven | E-M_Microwave Oven | Kitchen Equipment | Oven
OST_ElectricalEquipment | E-M_Proto type Panel | E-M_Proto type Panel | Electrical Equipment | Switchgear
OST_ElectricalEquipment | E-M_PV Inverter | E-M_PV Inverter | Electrical Equipment | PV Inverter
OST_ElectricalEquipment | E-M_Rain Water Harvest Control Panel | E-M_Rain Water Harvest Control Panel | Electrical Equipment | Control Panel
OST_ElectricalEquipment | E-M_Rayleigh Instruments Electric Meter | E-M_Rayleigh Instruments Electric Meter | Meters | Electric Meter
OST_ElectricalEquipment | E-M_Rayleigh Instruments Electric Meter_400 | E-M_Rayleigh Instruments Electric Meter_400 | Electrical Equipment | Electrical Equipment
OST_ElectricalEquipment | E-M_Schneider Power Logic Electric Meter | E-M_Schneider Power Logic Electric Meter | Meters | Electric Meter
OST_ElectricalEquipment | E-M_Solar_PV_Total Electric Meter | E-M_Solar_PV_Total Electric Meter | Electrical Equipment | Electrical Equipment
OST_ElectricalEquipment | E-M_Sub Distribution Board | E-M_Sub Distribution Board | Electrical Equipment | Sub Distribution Board
OST_ElectricalEquipment | E-M_Switch board | E-M_Switch board | Electrical Equipment | Switchboard
OST_ElectricalEquipment | E-M_UPS | E-M_UPS | Electrical Equipment | UPS
OST_ElectricalEquipment | E-M_UPS Bypass Panel | E-M_UPS Bypass Panel | Electrical Equipment | Control Panel
OST_ElectricalEquipment | E-M_Water Boiler | E-M_Heat H15 | Mechanical and Plumbing Equipment | Tankless Water Heater
OST_ElectricalEquipment | E_M_Charging Station_MEPcontent_Unspecified_Charger Free Standing | Electrical charger 3 Phase | Electrical Equipment | EV Charging Station
OST_ElectricalEquipment | E_M_Elaectric car charger tesla | Electrical charger 3 Phase tesla | Electrical Equipment | EV Charging Station
OST_ElectricalFixtures | E-M_13A Single Switched Socket Outlet | E-M_Single switched socket outlet | Electrical Fixtures | Socket - Single Switched
OST_ElectricalFixtures | E-M_13A Single Switched Socket Outlet | E-M_Equipment socket | Electrical Fixtures | Socket - Single Switched
OST_ElectricalFixtures | E-M_13A Twin Switched Socket Outlet | E-M_13A Twin switched socket outlet | Electrical Fixtures | Socket - Twin Switched
OST_ElectricalFixtures | E-M_13A Twin Switched Socket Outlet | E-M_13A Twin switched USB socket outlet | Electrical Fixtures | Socket - Twin Switched
OST_ElectricalFixtures | E-M_13A Twin Switched Socket Outlet | E-M_13A Twin switched socket outlet.stainless steel finish | Electrical Fixtures | Socket - Twin Switched
OST_ElectricalFixtures | E-M_Connectivity Box 1nr data, 1nr double socket, 1nr HDMI, USB | E-M_Connectivity Box 1nr data, 1nr double socket, 1nr HDMI, USB | IT Equipment | Connectivity Socket
OST_ElectricalFixtures | E-M_Data outlet | E-M_Data outlet | IT Equipment | Data Socket
OST_ElectricalFixtures | E-M_Double pole isolator switch | Double pole isolator switch | Electrical Fixtures | Isolator Double Pole
OST_ElectricalFixtures | E-M_Fuse with neon indicator | E-M_Fuse with neon indicator | Electrical Fixtures | Switched Fused Spur
OST_ElectricalFixtures | E-M_In screed floor box | E-M_Floor Box | IT Equipment | Rj45 and Power Outlet
OST_ElectricalFixtures | E-M_In screed floor box | E-M_HDMI to connectivity box | IT Equipment | Floor Box
OST_ElectricalFixtures | E-M_Isolator switch | E-M_Isolator | Electrical Fixtures | Isolator
OST_ElectricalFixtures | E-M_Isolator switch | E-M_Double pole isolator | Electrical Fixtures | Isolator Double Pole
OST_ElectricalFixtures | E-M_isolator switch 1 | E-M_isolator_1 | Electrical Fixtures | Isolator
OST_ElectricalFixtures | E-M_Rotary isolator | E-M_Rotary isolator | Electrical Fixtures | Rotary Isolator
OST_ElectricalFixtures | E-M_Single RJ45 outlet | E-M_Single RJ45 outlet | IT Equipment | RJ45 Outlet
OST_ElectricalFixtures | E-M_single RJ45 outlet in ceiling void | E-M_single RJ45 outlet in ceiling void | IT Equipment | RJ45 Outlet
OST_ElectricalFixtures | E-M_Switched Fused Spur Outlet with neon indicator | E-M_Switched Fused Spur Outlet with neon indicator | Electrical Fixtures | Switched Fused Spur
OST_ElectricalFixtures | E-M_Tank probe temperature sensor | E-M_Tank probe temperature sensor | BMS | Tank Probe Temperature
OST_ElectricalFixtures | E-M_Trunking_Dado | E-M_Trunking | Cable Tray | Trunking
OST_ElectricalFixtures | E-M_TVOutlet | E-M_TV Outlet | Electrical Fixtures | TV Outlet
OST_ElectricalFixtures | E-M_Two-way switch | E-M_Two way switch | Electrical Fixtures | Two Way Light Switch
OST_ElectricalFixtures | E-M_Two-way switch | E-M_ Two way switch | Electrical Fixtures | Two Way Light Switch
OST_ElectricalFixtures | E-M_unswitched spur outlet | E-M_Unswitched spur outlet | Electrical Fixtures | Unswitched spur outlet
OST_FireAlarmDevices | E-M_Base Sounder | E-M_Base Sounder | Fire, Safety and Security | Fire Detector Base Sounder
OST_FireAlarmDevices | E-M_Base Sounder Beacon | E-M_Base Sounder Beacon | Fire, Safety and Security | Fire Detector Base Beacon
OST_FireAlarmDevices | E-M_Ceiling void smoke detector | E-M_Ceiling void smoke detector | Fire, Safety and Security | Smoke Detector
OST_FireAlarmDevices | E-M_Ceiling void smoke detector base unit | E-M_Ceiling void smoke detector base unit | Fire, Safety and Security | Fire Detector Ceiling void
OST_FireAlarmDevices | E-M_Disabled refuge call point | E-M_Disabled refuge call point | Fire, Safety and Security | Disabled refuge call point
OST_FireAlarmDevices | E-M_External sounder & Beacon | E-M_Wall Sounder Beacon | Fire, Safety and Security | Wall Sounder Beacon
OST_FireAlarmDevices | E-M_Fire alaram interface unit | E-M_Fire alaram interface unit | Fire, Safety and Security | Fire alarm interface unit
OST_FireAlarmDevices | E-M_Four Zone Call Controller | E-M_Four Zone Call Controller
OST_FireAlarmDevices | E-M_Heat detector | E-M_Heat detector | Fire, Safety and Security | Heat Detector
OST_FireAlarmDevices | E-M_Heat Sensor | E-M_Heat Sensor | Fire, Safety and Security | Heat Detector
OST_FireAlarmDevices | E-M_Manual call point | E-M_Manual call point | Fire, Safety and Security | Manual Call Point
OST_FireAlarmDevices | E-M_Remote led indicator mounted on ceiling | E-M_Remote led indicator mounted on ceiling_Del | Fire, Safety and Security | Remote Led Indicator
OST_FireAlarmDevices | E-M_Remote led indicator mounted on ceiling | E-M_Remote led indicator mounted on ceiling | Fire, Safety and Security | Remote Led Indicator
OST_FireAlarmDevices | E-M_Response Indicator | E-M_Response Indicator | Fire, Safety and Security | Remote Led Indicator
OST_FireAlarmDevices | E-M_Smoke detector | E-M_Smoke detector | Fire, Safety and Security | Smoke Detector
OST_FireAlarmDevices | E-M_Smoke Sensor | E-M_Smoke Sensor | Fire, Safety and Security | Smoke Detector
OST_FireAlarmDevices | E-M_Smoke Vent | E-M_Smoke Vent | Fire, Safety and Security | AOV
OST_FlexDuctCurves | Flex Duct Round | H-M_Flex - Round | Duct | Round - Flex
OST_FlexPipeCurves | Flex Pipe Round | H-M_Flex - Round | Duct | Round - Flex
OST_FlexPipeCurves | Flex Pipe Round | Flex - Round | Duct | Round - Flex
OST_FlexPipeCurves | Flex Pipe Round | Flex - Round | Duct | Round - Flex
OST_Floors | A-M_Floors 1 | Floors 1 | Floors - Structural | Slab - Concrete
OST_Floors | A-M_Floors 2 | Floors 1 | Floors - Structural | Slab - Concrete
OST_Floors | A-M_Floors 3 | Floors 1 | Floors - Structural | Slab - Concrete
OST_Floors | Floor | A-M_Floor-Carpet tile-three corners | Floors - Non Structural | Carpet tile
OST_Floors | Floor | A-M_Floor-Carpet tile-Triangular Path | Floors - Non Structural | Carpet tile
OST_Floors | Floor | A-M_Exposed Concrete Flooring- Epoxy Paint Finish | Floors - Structural | Slab - Concrete
OST_Floors | Floor | A-M_Generic 178.5 | Floors - Structural | Slab - Concrete
OST_Floors | Floor | A-M_Terrace Floor tile | Floors - Structural | Roof Terrace
OST_Floors | Floor | A-M_Concrete-Domestic 425mm | Floors - Structural | Slab - Concrete
OST_Floors | Floor | A-M_Structural Slab - GF | Floors - Structural | Slab - Concrete
OST_Floors | Floor | A-M_Floor-Carpet tile_Angled walk | Floors - Non Structural | Carpet tile
OST_Floors | Floor | A-M_Stair Floor 175 | Stairs | Concrete Stairs
OST_Floors | Floor | A-M_Grass | Floors-Insulation
OST_Floors | Floor | A-M_160mm Concrete With 50mm Metal Deck | Floors - Structural | Slab - Concrete
OST_Floors | Floor | Parking 3 | Parking | General
OST_Floors | Floor | lANDSCAPING | Floors-Insulation
OST_Floors | Floor | Parking 2 | Parking | General
OST_Floors | Floor | Parking | Parking | Handicapped
OST_Floors | Floor | Parking 4 | Parking | General
OST_Floors | Floor | A-M_Generic 300mm | Floors - Structural | Slab - Concrete
OST_Floors | Floor | Parking 5 | Parking | General
OST_Floors | Floor | A-M_Foor 150 mm precast concrete | Floors - Structural | Slab - Concrete
OST_Floors | Floor | ELECTRIC PARKING | Parking | General
OST_Floors | Floor | Foor 250 mm precast concrete | Floors - Structural | Slab - Concrete
OST_Floors | Floor | Foor 200 mm precast concrete | Floors - Structural | Slab - Concrete
OST_Floors | Floor | precast slab 150mm slab | Floors - Structural | Slab - Concrete
OST_Floors | Floor | 150mm concrete lift slab | Floors - Structural | Slab - Concrete
OST_Floors | Floor | 150mm slab | Floors - Structural | Slab - Concrete
OST_Floors | Floor | 200 mm precast concrete | Floors - Structural | Slab - Concrete
OST_Floors | Floor | 150mm concrete | Floors - Structural | Slab - Concrete
OST_Floors | Floor | A-M_Kingspan Stoneworks Overlay Terrazzo | Floors - Non Structural | Stoneworks
OST_Floors | Floor | A-M_Stoneworks Overlay Anthracite | Floors - Non Structural | Stoneworks
OST_Floors | Floor | A-M_Kingspan Stoneworkd Overlay Terrazzo for lab area | Floors - Non Structural | Stoneworks
OST_Floors | Floor | A-M_Kitchen tile | Floors - Non Structural | Kitchen Tile
OST_Floors | Floor | A-M_Floor | Floors - Structural | Slab - Concrete
OST_Floors | Floor | A-M_Entrance matt. Matwell option EMCO Aviator 12 Grey | Floors - Non Structural | Entrance Mat
OST_Floors | Floor | A-M_Insulation TT47_TypeA_1 | Floors-Insulation
OST_Floors | Floor | A-M_Insulation TT47_TypeC_3 | Floors-Insulation
OST_Floors | Floor | A-M_Insulation TT47_TypeB_6 | Floors-Insulation
OST_Floors | Floor | A-M_Insulation TT47_TypeD_4 | Floors-Insulation
OST_Floors | Floor | A-M_Insulation TT47 Drain | Floors-Insulation
OST_Floors | Floor | A-M_Insulation TT47_TypeB_2 | Floors-Insulation
OST_Floors | Floor | A-M_Insulation TT47 Drain_30mm | Floors-Insulation
OST_Floors | Floor | A-M_Insulation TT47_TypeA_5 | Floors-Insulation
OST_Floors | Floor | A-M_Optim R | Floors-Insulation | Optim R
OST_Floors | Floor | A-M_Optim R_1 | Floors-Insulation | Optim R
OST_Floors | Floor | Foor 150mm Kingspan Kooltherm K3 Insulation | Floors-Insulation | K3 Insulation
OST_Floors | Floor | Foor 150mm Kingspan Styrozone N300 Insulation | Floors-Insulation | Styrozone N300 Insulation
OST_Floors | Floor | A-M_Optim R_7 | Floors-Insulation | Optim R
OST_Floors | Floor | A-M_Optim R_3 | Floors-Insulation | Optim R
OST_Floors | Floor | A-M_Optim R_4 | Floors-Insulation | Optim R
OST_Floors | Floor | A-M_Optim R_13 | Floors-Insulation | Optim R
OST_Floors | Floor | A-M_Optim R_14 | Floors-Insulation | Optim R
OST_Floors | Floors 1 | Floors 1 | Floors - Structural | Slab - Concrete
OST_Furniture | A-M_Conference Chair | FS-15 | Furniture | Andreu World Flex Executive Char
OST_Furniture | A-M_FF-04A | A-M_FF-04A | Furniture | Sinetica Diamond Desk SIN-1112103
OST_Furniture | A-M_FF-04B,05B-Huddle 1.4 Screen Divider Screen | Type-1 | Furniture | Aluscreen Diamond Divider
OST_Furniture | A-M_FF-04D,05D-Huddle 1.4 Screen Divider Screen | Default | Furniture | Aluscreen Diamond Divider
OST_Furniture | A-M_FF-05A | A-M_FF-05A | Furniture | Sinetica Diamond Desk SIN-1112103
OST_Furniture | A-M_FF-05C | FF-05C | Joinery | Filing Cabinet
OST_Furniture | A-M_FF-05C | FF-04C | Joinery | Filing Cabinet
OST_Furniture | A-M_FF-05C | FS-09B | Joinery | Filing Cabinet
OST_Furniture | A-M_FF-06 | A-M_FF-06 | Furniture | Existing Sinetica Desk
OST_Furniture | A-M_FF-07 | Miura Table H 108 - Mod. 9553-71 (Ø 60cm) | Furniture | Pedrali Elliot 5474 Table
OST_Furniture | A-M_FF-10 | A-M_FF-10 | Furniture | Sinetica Diamond Desk SIN-1112103
OST_Furniture | A-M_FF-12 | A-M_FF-12 | Furniture | Humanscale Trea Chair
OST_Furniture | A-M_FG-01 | Default | Furniture | Pedrali Log 366 Lounge Chair
OST_Furniture | A-M_FG-01 | A-M_FS-02 | Furniture | Pedrali Log 366 Lounge Chair
OST_Furniture | A-M_FG-01 | A-M_FS-20 | Furniture | Humanscale Trea Chair
OST_Furniture | A-M_FG-01 | A-M_FS-17 | Furniture | Pedrali Log 366 Lounge Chair
OST_Furniture | A-M_FG-03 | Default | Furniture | Pedrali Log 366 Lounge Chair
OST_Furniture | A-M_FG-05B | FG-05B | Furniture | Dieffebi Pedestal Mia
OST_Furniture | A-M_FG-11 | 458 Frame XL | Furniture | Babila 2750 side chair
OST_Furniture | A-M_FG-13 | Sancal_Stool_250_46_g | Furniture | Babila 2757 Stool
OST_Furniture | A-M_FG-15 | Default | Furniture | Stylus 5402 Table (round)
OST_Furniture | A-M_FG-16 (2) | Default | Furniture | Babila Comfort 2759 Lounge Chair
OST_Furniture | A-M_FG-16 (2) | A-M_FG-14 | Furniture | Softline Cabala Sofa
OST_Furniture | A-M_FG-16 (2) | A-M_FF-24 | Furniture | Humanscale Trea Chair
OST_Furniture | A-M_FG10B,10A | A-M_FG10B | Furniture | Stylus 5400 Table
OST_Furniture | A-M_FS-05 | A-M_FS-05 | Furniture | Tacchini Polar Code Sofa
OST_Furniture | A-M_FS-06 | A-M_FS-06 | Furniture | Tacchini Polar Code Sofa
OST_Furniture | A-M_FS-09A | A-M_FS-09A | Furniture | Sinetica Diamond Desk
OST_Furniture | A-M_FS-09C | FS-09C | Furniture | Screen Divider
OST_Furniture | A-M_FS-10A | A-M_FS-10A | Furniture | Sinetica Diamond Desk SIN-1112103
OST_Furniture | A-M_FS-12 | A-M_FS-12 | Furniture | Dieffebi Cwave Storage Cabinet
OST_Furniture | A-M_FS-18-Chair | 5000CV-522 | Furniture | Inclass Slim Stackable Chair
OST_Furniture | A-M_FS-Mid height Table | Default | Furniture | Inclass, Lan Table
OST_Furniture | A-M_Lab Table_FG-05A | A-M_Lab Table_FG-05A | Furniture | K+N Basic 4 Desk
OST_Furniture | A-M_Lab Table_FG-05A | FF-21 | Furniture | K+N Basic 4 Desk
OST_Furniture | A-M_Lab Table_FG-06 | A-M_Lab Table_FG-06 | Furniture | K+N Basic 4 Desk
OST_Furniture | A-M_Mid height Table | A-M_FS-03 | Furniture | Inclass, Nume Table
OST_Furniture | A-M_Office Desk Chair | FF-09 | Furniture | Bestuhl J1 Chair
OST_Furniture | A-M_Office Desk Chair | FF-11 | Furniture | Bestuhl J1 Chair
OST_Furniture | A-M_Office Desk Chair | FF-23 | Furniture | Bestuhl J1 Chair
OST_Furniture | A-M_Office Desk Chair | FG-08 | Furniture | Bestuhl J1 Chair
OST_Furniture | A-M_Office Desk Chair | FS-11 | Furniture | Bestuhl J1 Chair
OST_Furniture | A-M_Office High Stool | FF-03 | Furniture | Interstuhl KINETICIS5 710K High Stool
OST_Furniture | A-M_Office High Stool | FF-08 | Furniture | Interstuhl KINETICIS5 710K High Stool
OST_Furniture | A-M_Office High Stool | FS-08 | Furniture | Interstuhl KINETICIS5 710K High Stool
OST_Furniture | A-M_Office Table | FF-01 | Furniture | Massif by Spacestor Table
OST_Furniture | A-M_Office Table | FF-13 | Furniture | Massif by Spacestor Table
OST_Furniture | A-M_Office Table | FS-19 | Furniture | Massif by Spacestor Table
OST_Furniture | A-M_Office Table_ Rectangular | rectangular - 2400w x 1200d x 732h_FF-15 | Furniture | Massif by Spacestor Table
OST_Furniture | A-M_Podium | A-M_Podium | Furniture | Podium
OST_Furniture | A-M_Side Table_FG-02 | A-M_Side Table_FG-02 | Furniture | Softline Folia Table
OST_Furniture | A-M_Side Table_FG-02 | A-M_Side Table_FS-16 | Furniture | Softline Folia Table
OST_Furniture | A-M_Sofa_FG-14 | A-M_Sofa_FG-14 | Furniture | Softline Cabala Sofa
OST_Furniture | A-M_SQUARE TABLE | A-M_SQUARE TABLE | Furniture | Stylus 5400 Table
OST_Furniture | AM-FG-04 | 15" | Furniture | Human Scale, Ballo Chair
OST_Furniture | AM-FG-04 | FF-02_12" | Furniture | Ballo Chair
OST_GenericModel | A-M_10 Inch Screen | A-M_10 Inch Screen | AV Equipment | Control Panel
OST_GenericModel | A-M_8.7 Inch Wireless Control Panel | A-M_8.7 Inch Wireless Control Panel | AV Equipment | Control Panel
OST_GenericModel | A-M_Access Panel | Type 1 | Door - Internal | Access Hatch
OST_GenericModel | A-M_Crestron Wall Controller And Back Box | A-M_Crestron Wall Controller And Back Box | AV Equipment | Control Panel
OST_GenericModel | A-M_FallArrstSym__EndOrCornerAnchor_TopFix | 405x405BL_SystemEyePin_Uni8HexSwageToggle | Fire, Safety and Security | Fall Arrest System
OST_GenericModel | A-M_FallArrstSym__EndOrCornerAnchor_TopFix | 405x405BL_SystemEyePin_Uni8HexSwageTensioner | Fire, Safety and Security | Fall Arrest System
OST_GenericModel | A-M_FallArrstSym__EndOrCornerAnchor_TopFix | 405x405BL_45Corner | Fire, Safety and Security | Fall Arrest System
OST_GenericModel | A-M_FallArrstSym_IntermediateAnchor_TopFix | 405x405BL_VariableGuide | Fire, Safety and Security | Fall Arrest System
OST_GenericModel | A-M_FallArrstSymGddAnchrLine_Cable | 8mm_7x7_SS_Cable/M | Fire, Safety and Security | Fall Arrest System
OST_GenericModel | A-M_Feature BoardRoom Plaster Board Ceiling | Feature BoardRoom Plaster Board Ceiling | Ceiling | Feature Plasterboard ceiling
OST_GenericModel | A-M_Feature Plasterboard Wall | A-M_Feature Plasterboard Wall | Wall & Ceiling Finishes | The Hub WF-16
OST_GenericModel | A-M_KS Dri Design Corner | A-M_KS Dri Design Corner | Cladding - External | Kingspan Dri Design Corner
OST_GenericModel | A-M_KS Dri Design Corner | A-M_Kingspan DRI Design Standard Cassette RAL 7004_ Corner 2 | Cladding - External | Kingspan Dri Design Corner
OST_GenericModel | A-M_KS Dri Design Corner | Kingspan DRI Design Standard Cassette RAL 7004_Corner | Cladding - External | Kingspan Dri Design Corner
OST_GenericModel | A-M_KS Dri Design Flat | Kingspan DRI Design Standard Cassette RAL 7004_1200x480 | Cladding - External | Kingspan Dri Design Flat
OST_GenericModel | A-M_KS Dri Design Flat | Kingspan DRI Design Standard Cassette RAL 7004_1200x400 | Cladding - External | Kingspan Dri Design Flat
OST_GenericModel | A-M_KS Dri Design Flat | Kingspan DRI Design Standard Cassette RAL 7004_1200x600 | Cladding - External | Kingspan Dri Design Flat
OST_GenericModel | A-M_KS Dri Design Flat | Kingspan DRI Design Standard Cassette RAL 7004_1200x370 | Cladding - External | Kingspan Dri Design Flat
OST_GenericModel | A-M_KS Dri Design Flat | Kingspan DRI Design Standard Cassette RAL 7004_1200x595 | Cladding - External | Kingspan Dri Design Flat
OST_GenericModel | A-M_KS Dri Design Flat | Kingspan DRI Design Standard Cassette RAL 7012_1200x370 | Cladding - External | Kingspan Dri Design Flat
OST_GenericModel | A-M_KS Dri Design Flat RAL 6018 | 900x900 | Cladding - External | Kingspan Dri Design Flat
OST_GenericModel | A-M_KS Dri Design Flat RAL 6032 | 900x900 | Cladding - External | Kingspan Dri Design Flat
OST_GenericModel | A-M_KS Dri Design Flat RAL 6033 | 900x900 | Cladding - External | Kingspan Dri Design Flat
OST_GenericModel | A-M_KS Dri Design Flat RAL 6034 | 900x900 | Cladding - External | Kingspan Dri Design Flat
OST_GenericModel | A-M_KS Dri Design Flat RAL 7004 | Flt_900x900 | Cladding - External | Kingspan Dri Design Flat
OST_GenericModel | A-M_KS Dri Design Flat RAL 7004 | Perforated_900x900 | Cladding - External | Kingspan Dri Design Perforated
OST_GenericModel | A-M_KS Dri Design Shadow | CONNECTING TUNNEL Side Kingspan Dri-Design Perforated in RAL 9016 Traffic White | Cladding - External | Kingspan Dri Design Shadow
OST_GenericModel | A-M_KS Dri Design Shadow | Factory side Kingspan Dri-Design Perforated in RAL 7024 Graphite Gray | Cladding - External | Kingspan Dri Design Shadow
OST_GenericModel | A-M_KS Dri Design Shadow | Kingspan Dri-Design Perforated in RAL7024 Graphite Gray | Cladding - External | Kingspan Dri Design Shadow
OST_GenericModel | A-M_KS Dri Design Shadow | Kingspan dri-design panel Mirrored Stainless steel (RAL 7024) | Cladding - External | Kingspan Dri Design Corner
OST_GenericModel | A-M_KS Dri Design Shadow | Kingspan DRI Design Standard Cassette RAL 7024_1200x600 | Cladding - External | Kingspan Dri Design Shadow
OST_GenericModel | A-M_KS Dri Design Shadow | Kingspan DRI Design Standard Cassette RAL 7024_1200x400 | Cladding - External | Kingspan Dri Design Shadow
OST_GenericModel | A-M_KS Dri Design Shadow | Kingspan DRI Design Standard Cassette RAL 7024_1200x475 | Cladding - External | Kingspan Dri Design Shadow
OST_GenericModel | A-M_KS Dri Design Shadow | 1200x400 | Cladding - External | Kingspan Dri Design Shadow
OST_GenericModel | A-M_KS Dri Design Shadow | Kingspan Dri-Design Shadow Series RAL 7024_1200x475 | Cladding - External | Kingspan Dri Design Shadow
OST_GenericModel | A-M_KS Dri Design Shadow | Kingspan DRI Design Standard Cassette RAL 7024_1200x535 | Cladding - External | Kingspan Dri Design Shadow
OST_GenericModel | A-M_KS Dri Design Shadow | Kingspan DRI Design Standard Cassette RAL 7024_1200x530 | Cladding - External | Kingspan Dri Design Shadow
OST_GenericModel | A-M_KS Dri Design Shadow | Kingspan DRI Design Standard Cassette RAL 7024_1200x440 | Cladding - External | Kingspan Dri Design Shadow
OST_GenericModel | A-M_KS Dri Design Shadow | Kingspan DRI Design Standard Cassette RAL 7024_1200x545 | Cladding - External | Kingspan Dri Design Shadow
OST_GenericModel | A-M_KS Dri Design Shadow | Kingspan DRI Design Standard Cassette RAL 7024_1200x570 | Cladding - External | Kingspan Dri Design Shadow
OST_GenericModel | A-M_KS Dri Design Shadow | Kingspan DRI Design Standard Cassette RAL 7024_1200x480 | Cladding - External | Kingspan Dri Design Shadow
OST_GenericModel | A-M_KS Dri Design Shadow Corner | A-M_Kingspan DRI Design Standard Cassette RAL 7024_Shadow Corner | Cladding - External | Kingspan Dri Design Corner
OST_GenericModel | A-M_KS Dri Design Shadow Corner | A-M_Kingspan DRI Design Shadow Series RAL 7024_Corner | Cladding - External | Kingspan Dri Design Corner
OST_GenericModel | A-M_KS Dri Design Vent | 1200x400 | Cladding - External | Kingspan Dri Design Vent
OST_GenericModel | A-M_Lift Assembly | 10 Person | Elevator | Lift
OST_GenericModel | A-M_Science Wall_Flat Glass | 900x900 | Glazing Internal | Glazed - Flush
OST_GenericModel | A-M_Science Wall_Flat Glass Hologram | 900x900 | Glazing Internal | Glazed - Flush
OST_GenericModel | A-M_Television_1 | 55" TV 2 | AV Equipment | Television - 55"
OST_GenericModel | A-M_Television_1 | 98" TV_1 | AV Equipment | Television - 98"
OST_GenericModel | A-M_Television_1 | 32" TV 2 | AV Equipment | Television - 32"
OST_GenericModel | A-M_Television_1 | 47" TV 2 | AV Equipment | Television - 47"
OST_GenericModel | A-M_Television_1 | 98" TV | AV Equipment | Television - 98"
OST_GenericModel | A-M_Television_32 Inch | A-M_Television_32 Inch | AV Equipment | Television - 32"
OST_GenericModel | A-M_Television_55 Inch | A-M_Television_55 Inch | AV Equipment | Television - 55"
OST_GenericModel | A-M_Text & Symbol | Logo_Text & Symbol | Signage | Site
OST_GenericModel | A-M_Text & Symbol1 | Logo_Text & Symbol | Signage | Site
OST_GenericModel | A-M_TT1_55 Inch | A-M_TT1_55 Inch | AV Equipment | Television - 55"
OST_GenericModel | Generic Models 1 | Generic Models 1 | Signage | Site
OST_GenericModel | Generic Models 2 | Generic Models 2 | Signage | Site
OST_GenericModel | Generic Models 3 | Generic Models 3 | Signage | Site
OST_GenericModel | P-M_Shelf | Shelf for Tanks | Joinery | Storage
OST_GenericModel | Voids | Voids | Bim Elements | Void
OST_Levels | Level | 8mm Head | Bim Elements | Levels
OST_Levels | Level | 8mm Head | Bim Elements | Levels
OST_Levels | Level | 8mm Head 2 | Bim Elements | Levels
OST_Levels | Level | 8mm Head | Bim Elements | Levels
OST_Levels | Level | 8mm Head | Bim Elements | Levels
OST_Levels | Level | Plenum | Bim Elements | Levels
OST_Levels | Level | 8mm Head | Bim Elements | Levels
OST_Levels | Level | 8mm Head | Bim Elements | Levels
OST_Levels | Level | 8mm Head | Bim Elements | Levels
OST_LightingDevices | E-M_10-Gang switch | E-M_10-Gang switch | Electrical Fixtures | 10 Gang Light Switch
OST_LightingDevices | E-M_Burglar alarm sensor | E-M_Burglar alarm sensor | BMS | Passive Infrared Sensor
OST_LightingDevices | E-M_Carbondioxide Sensor | E-M_Carbondioxide Sensor | IOT | Carbondioxide Sensor
OST_LightingDevices | E-M_IKON-Sensor | E-M_IKON-Sensor
OST_LightingDevices | E-M_Intermediate Switch | E-M_Intermediate Switch 1 | Electrical Fixtures | One Way Light Switch
OST_LightingDevices | E-M_Intermediate Switch | E-M_Intermediate Switch | Electrical Fixtures | One Way Light Switch
OST_LightingDevices | E-M_MultiSensor | E-M_MultiSensor | IOT | Multi Sensor
OST_LightingDevices | E-M_One way switch | E-M_One way switch | Electrical Fixtures | One Way Light Switch
OST_LightingDevices | E-M_One way switch.0001 | E-M_One way switch.0001 | Electrical Fixtures | One Way Light Switch
OST_LightingDevices | E-M_One-way switch | E-M_ One way switch | Electrical Fixtures | One Way Light Switch
OST_LightingDevices | E-M_PIR sensor | E-M_PIR Sensor | Fire, Safety and Security | Passive Infrared Sensor
OST_LightingDevices | E-M_PIR_sensor | E-M_PIR_sensor | Fire, Safety and Security | Passive Infrared Sensor
OST_LightingDevices | E-M_PIR_sensor | E-M_PIR_sensor_emergency | Fire, Safety and Security | Passive Infrared Sensor with Light
OST_LightingDevices | E-M_PM 2.5 Particulate Sensor | E-M_PM 2.5 Particulate Sensor | IOT | Particulate Sensor
OST_LightingDevices | E-M_Two way switch | E-M_Two way switch | Electrical Fixtures | Two Way Light Switch
OST_LightingFixtures | E-M_ LED blade type exit sign wall based | E-M_LED blade type exit sign wall based | Lighting - Emergency | Exit Signage - Wall Mounted
OST_LightingFixtures | E-M_Drop_Pendant_Light | E-M_Drop_Pendant_Light | Lighting - Internal | Pendant Light
OST_LightingFixtures | E-M_Flooring LED strip light | E-M_Flooring LED strip light | Lighting - Internal | Flooring LED Strip
OST_LightingFixtures | E-M_Grid Celing LED panel | E-M_(600x600) LED Panel_Lab | Lighting - Internal | Grid Ceiling LED Panel
OST_LightingFixtures | E-M_Grid Celing LED panel | E-M_(600x600) LED Panel | Lighting - Internal | Grid Ceiling LED Panel
OST_LightingFixtures | E-M_Ground mounted uplighter | E-M_Ground mounted uplighter | Lighting - Exterior | Uplighter
OST_LightingFixtures | E-M_LED BLADE type exit sign -2-sided | E-M_LED BLADE type exit sign -2-sided | Lighting - Emergency | Exit Signage - Ceiling Mounted
OST_LightingFixtures | E-M_LED blade type exit sign ceiling based | E-M_LED blade type exit sign ceiling based | Lighting - Emergency | Exit Signage - Ceiling Mounted
OST_LightingFixtures | E-M_LED blade type exit sign wall based | E-M_LED blade type exit sign wall based | Lighting - Emergency | Exit Signage - Wall Mounted
OST_LightingFixtures | E-M_LED flexstrip lighting to plasterboard celling recess | Suspended LED Flexstrip light | Lighting - Internal | Suspended LED Flex Strip
OST_LightingFixtures | E-M_LED flexstrip lighting to plasterboard celling recess-2 | E-M_LED flexstrip lighting to plasterboard celling recess-2 | Lighting - Internal | LED Flex Strip Light
OST_LightingFixtures | E-M_LED Stip light | E-M_LED Strip light | Lighting - Internal | Led Strip Light
OST_LightingFixtures | E-M_Light box | Light box | Lighting - Internal | Light Box
OST_LightingFixtures | E-M_Linear corrosion-proof LED fitting | E-M_Linear corrosion LED | Lighting - Internal | Suspended LED Ceiling Light
OST_LightingFixtures | E-M_Linear corrosion-proof LED fitting | E-M_Linear corrosion LED(Special Anti Explosive) | Lighting - Internal | Suspended LED Ceiling Light
OST_LightingFixtures | E-M_Linear corrosion-proof LED fitting combined with emergency power pack | E-M_LED Fitting | Lighting - Emergency | Surface Mounted
OST_LightingFixtures | E-M_Linear LED flexstrip lighting | Suspended LED Flexstrip light RA | Lighting - Internal | Suspended LED Flex Strip
OST_LightingFixtures | E-M_Linear LED flexstrip lighting | Suspended LED Flexstrip light RB | Lighting - Internal | Suspended LED Flex Strip
OST_LightingFixtures | E-M_Linear LED flexstrip lighting | Suspended LED Flexstrip light RC | Lighting - Internal | Suspended LED Flex Strip
OST_LightingFixtures | E-M_Linear LED flexstrip lighting_CT | Suspended LED Flexstrip light RA | Lighting - Internal | LED Flex Strip Light
OST_LightingFixtures | E-M_Linear LED flexstrip lighting_Stairs | E-M_LED Strip light | Lighting - Internal | LED Flex Strip Light
OST_LightingFixtures | E-M_Non maintained emergency LED bulkhead EM5 | E-M_Non maintained emergency LED bulkhead EM5 | Lighting - Emergency | Suspended LED Flex Strip
OST_LightingFixtures | E-M_Non maintained emergency LED bulkhead EM5(Special Anti Explosive) | E-M_Non maintained emergency LED bulkhead EM5(Special Anti Explosive) | Lighting - Emergency | Bulkhead Anti Explosive
OST_LightingFixtures | E-M_Non maintained external emergency bulkhead | Non maintained external emergency bulkhead | Lighting - Emergency | Emergency LED
OST_LightingFixtures | E-M_Non maintained recessed optic emergency LED fitting - EM1 | E-M_Non maintained recessed optic emergency LED fitting - EM1 | Lighting - Emergency | Optic Emergency LED
OST_LightingFixtures | E-M_Non maintained surface mounted optic emergency LED fitting - EM3 | E-M_Non maintained surface mounted optic emergency LED fitting - EM3 | Lighting - Emergency | Optic Emergency LED
OST_LightingFixtures | E-M_Non maintained surface mounted optic emergency LED fitting - EM4 | E-M_Non maintained surface mounted optic emergency LED fitting - EM4 | Lighting - Emergency | Optic Emergency LED
OST_LightingFixtures | E-M_Recessed Downlighter | E-M_Recessed Dali Dimmable Downlighter-DL_C | Lighting - Internal | Recessed Downlight
OST_LightingFixtures | E-M_Recessed Downlighter | Feature_Ceiling LED lighting_Toilet | Lighting - Internal | Ceiling LED
OST_LightingFixtures | E-M_Recessed Downlighter | E-M_Recessed Downlighter-DL_A | Lighting - Internal | Recessed Downlight
OST_LightingFixtures | E-M_Recessed Downlighter | E-M_Recessed Downlighter-DL_B | Lighting - Internal | Recessed Downlight
OST_LightingFixtures | E-M_Street Light | E-M_High ppost top light(XC) | Lighting - Exterior | Street Light
OST_LightingFixtures | E-M_Street Light | E-M_High ppost top light(XD) | Lighting - Exterior | Street Light
OST_LightingFixtures | E-M_Suspended LED Flexstrip light | Suspended LED Flexstrip light_Lab | Lighting - Internal | Suspended LED Flex Strip
OST_LightingFixtures | E-M_Suspended LED Flexstrip light | Suspended LED Flexstrip light | Lighting - Internal | Suspended LED Flex Strip
OST_LightingFixtures | E-M_Suspended LED Flexstrip light Type-2 | Suspended LED Flexstrip light Type-2 | Lighting - Internal | Suspended LED Flex Strip
OST_MechanicalEquipment | F-M_Fire_Blanket | FB | Fire Protection Equipment | Fire Extinguisher c02
OST_MechanicalEquipment | F-M_Fire_Extinguisher CO2 | CO2-2kg | Fire Protection Equipment | Fire Extinguisher c02
OST_MechanicalEquipment | F-M_Fire_Extinguisher CO2 | CO2-5kg | Fire Protection Equipment | Fire Extinguisher Foam
OST_MechanicalEquipment | F-M_Fire_Extinguisher Foam | Foam_6L | Fire Protection Equipment | Fire Extinguisher Powder
OST_MechanicalEquipment | F-M_Fire_Extinguisher Foam | Powder_6kg | Fire Protection Equipment | Fire Extinguisher Powder
OST_MechanicalEquipment | F-M_Hose Reel Cabinet | Hose Reel Cabinet | Fire Protection Equipment | Hose Reel Cabinet
OST_MechanicalEquipment | H-M_Air_Conditioner_on_wall_Split Ac | 1.3 TR | AC Units | Cassette
OST_MechanicalEquipment | H-M_Blowing Agent Pump | H-M_Blowing Agent Pump | Mechanical and Plumbing Equipment | Lab Pump
OST_MechanicalEquipment | H-M_Centrifugal Fan | H-M_Centrifugal Fan | Mechanical and Plumbing Equipment | Exhaust Fan
OST_MechanicalEquipment | H-M_Circular_Inline_Exhaust_ Fan | EF | Mechanical and Plumbing Equipment | Exhaust Fan
OST_MechanicalEquipment | H-M_Expansion Vessel | 100L | Mechanical and Plumbing Equipment | Expansion Vessel
OST_MechanicalEquipment | H-M_Extract Fan | VCR.31.HB | Mechanical and Plumbing Equipment | Exhaust Fan
OST_MechanicalEquipment | H-M_Fan Coil Unit with Plenum - Horizontal Basic Concealed | 378 LPS | AC Units | Fan Coil Unit
OST_MechanicalEquipment | H-M_Fume_Inline_ Fan | EF | Mechanical and Plumbing Equipment | Exhaust Fan
OST_MechanicalEquipment | H-M_HC_Condensor_MEPcontent_Mitsubishi Electric Corporation_PURY-P350-450YNW-A_INT-EN | PURY-P450YNW-A | AC Units | Condenser
OST_MechanicalEquipment | H-M_HC_Condensor_MEPcontent_Mitsubishi Electric Corporation_PURY-P350-450YNW-A_INT-EN | PURY-P350YNW-A | AC Units | Condenser
OST_MechanicalEquipment | H-M_HC_Condensor_MEPcontent_Mitsubishi Electric Corporation_PURY-P500-550YNW-A_INT-EN | PURY-P500YNW-A | AC Units | Condenser
OST_MechanicalEquipment | H-M_HC_Heat Pump_MEPcontent_Mitsubishi Electric Corporation_PUHZ-P_Standard Inverter_3 Phase_INT-EN | PUHZ-P125YHA | AC Units | Condenser
OST_MechanicalEquipment | H-M_HC_Heat Pump_MEPcontent_Mitsubishi Electric Corporation_PUZ-ZM-VHA_Power Inverter_1 Phase_INT-EN | PUZ-ZM71VHA | AC Units | Condenser
OST_MechanicalEquipment | H-M_HRU unit Top | HRU unit Top | Mechanical and Plumbing Equipment | Heat Recovery Unit
OST_MechanicalEquipment | H-M_HRU unit Top-HRU-103 | HRU unit Top-HRU-203 | Mechanical and Plumbing Equipment | Heat Recovery Unit
OST_MechanicalEquipment | H-M_HRU unit Top-HRU-103 | HRU unit Top-HRU-103 | Mechanical and Plumbing Equipment | Heat Recovery Unit
OST_MechanicalEquipment | H-M_HRU unit Top-HRU-103 | HRU unit Top-HRU-201 | Mechanical and Plumbing Equipment | Heat Recovery Unit
OST_MechanicalEquipment | H-M_Indoor Cassette | 1 Ton - 208V /1PH 60Hz | AC Units | Cassette
OST_MechanicalEquipment | H-M_Indoor Cassette Unit | 0.7 Ton - 208V /1PH 60Hz | AC Units | Cassette
OST_MechanicalEquipment | H-M_Mechanical Equipment Radiators | K1 - 582x600mm | Mechanical and Plumbing Equipment | Radiator
OST_MechanicalEquipment | H-M_Mechanical Equipment Radiators | K1 -674x600mm | Mechanical and Plumbing Equipment | Radiator
OST_MechanicalEquipment | H-M_Mechanical Equipment Radiators | K1 - 950x2000mm | Mechanical and Plumbing Equipment | Radiator
OST_MechanicalEquipment | H-M_Mechanical Equipment Radiators | K1 - 1640x750mm | Mechanical and Plumbing Equipment | Radiator
OST_MechanicalEquipment | H-M_Mechanical Equipment Radiators | K1 -1962x700mm | Mechanical and Plumbing Equipment | Radiator
OST_MechanicalEquipment | H-M_Mediacl Gas Alarm | H-M_Mediacl Gas Alarm | Mechanical and Plumbing Equipment | Mediacl Gas Alarm
OST_MechanicalEquipment | H-M_Pump Wilo Stratos | Stratos 40/1-4_6 | Mechanical and Plumbing Equipment | Circulation Pump
OST_MechanicalEquipment | H-M_Radiator Trench Heater Heating | Trench Heater Heating TH-01 | Mechanical and Plumbing Equipment | Trench Heater
OST_MechanicalEquipment | H-M_Radiator Trench Heater Heating | Trench Heater Heating TH-02 | Mechanical and Plumbing Equipment | Trench Heater
OST_MechanicalEquipment | H-M_Range Hood | Range Hood 2 | Lab Equipment | Fume Hood
OST_MechanicalEquipment | H-M_Range Hood | Range Hood | Lab Equipment | Fume Hood
OST_MechanicalEquipment | HC_Branch Controller_MEPcontent_Mitsubishi Electric Corporation_CMB-P108V-JA_INT-EN | CMB-P108V-JA | Mechanical and Plumbing Equipment | BC Controller for Radiators
OST_MechanicalEquipment | HC_Control Unit_F_MEPcontent_Mitsubishi Electric Corporation_AE-E_INT-EN | AE-200E | BMS | AC Room Controller
OST_MechanicalEquipment | P-M_Booster_Pump-SML | Wilo COR.2mhi804/VR-EB-E | Mechanical and Plumbing Equipment | Booster Pump
OST_MechanicalEquipment | P-M_Booster_Pump-SML | Wilo COR.2mhi205/VR-EB-E | Mechanical and Plumbing Equipment | Booster Pump
OST_MechanicalEquipment | P-M_ConcreteSteel_Rectangular_Storage_Tank CWS | Cold Water Storage Tank | Mechanical and Plumbing Equipment | Storage Tank
OST_MechanicalEquipment | P-M_ConcreteSteel_Rectangular_Storage_Tank RWH | Rain Water Storage Tank | Mechanical and Plumbing Equipment | Storage Tank
OST_MechanicalEquipment | P-M_Rain Water Accumulator | 23306_FlexconVSV_100_0-10 | Mechanical and Plumbing Equipment | Rain Water Accumulator
OST_MechanicalEquipment | P-M_Rain Water Harvesting Tank | P-M_Rain Water Harvesting Tank | Mechanical and Plumbing Equipment | Storage Tank
OST_MechanicalEquipment | P-M_Water Heaters | Water Heaters | Mechanical and Plumbing Equipment | Water Heater
OST_Parking | A-M_Parking Space | 9' x 18' - 90 deg | Parking | General
OST_PipeAccessory | F-M_Air Valve | AV - 8" | Valve | Ball Valve
OST_PipeAccessory | F-M_Ball Valve | 50mm | Valve | Ball Valve
OST_PipeAccessory | F-M_Ball Valve | 25mm | Valve | Ball Valve
OST_PipeAccessory | F-M_Ball Valve - 50-150 mm | 35 mm | Valve | Ball Valve
OST_PipeAccessory | F-M_Bulk Water Meter | DN160 | Meters | Water Meter
OST_PipeAccessory | F-M_Fire_Hydrant | Fire Hydrant | Fire Protection Equipment | Hydrant
OST_PipeAccessory | F-M_Sluice Valve | SV | Valve | Sluice Valve
OST_PipeAccessory | F-M_Sluice Valve | SV 60 | Valve | Sluice Valve
OST_PipeAccessory | H-M_Actuator Module Controller | Actuator Module Controller | Valve | Actuator Valve
OST_PipeAccessory | H-M_Balancing Valve and Control | Balancing Valve | Valve | Balancing Valve
OST_PipeAccessory | H-M_Ball Valve | 25mm | Valve | Ball Valve
OST_PipeAccessory | H-M_BMS Temprature Sensor | BMS Temprature Sensor | BMS | Temprature Senser
OST_PipeAccessory | H-M_Drain Safety Valve | DN 10 | Valve | Safety Valve
OST_PipeAccessory | H-M_Hand Operated BallValve | DN35 | Valve | Ball Valve
OST_PipeAccessory | H-M_Lock Shield Valve | DN 25 | Valve | Lock Shield Valve
OST_PipeAccessory | H-M_Oxygen Pressure Regulator Vlave | Nitrogen Valve | Valve | Regulator Valve
OST_PipeAccessory | H-M_Oxygen Pressure Regulator Vlave | Oxygen Valve | Valve | Regulator Valve
OST_PipeAccessory | H-M_Oxygen Pressure Regulator Vlave | Compressed Air 8 Bar Valve | Valve | Regulator Valve
OST_PipeAccessory | H-M_Oxygen Pressure Regulator Vlave | Methane Valve | Valve | Regulator Valve
OST_PipeAccessory | H-M_Oxygen Pressure Regulator Vlave | Helium Valve | Valve | Regulator Valve
OST_PipeAccessory | H-M_Pressure Gauge | 100 mm Dial - 8 mm | Mechanical and Plumbing Equipment | Pressure Gauge
OST_PipeAccessory | H-M_Pressure Sensor | Pressure Sensor | BMS | Pressure Sensor
OST_PipeAccessory | H-M_Total Filter | TF1 Total Filter | Mechanical and Plumbing Equipment | Filter
OST_PipeAccessory | H-M_Vortex Sensor Control | DN 32 | Mechanical and Plumbing Equipment | Vortex Sensor
OST_PipeAccessory | P-M_Ball Valve | 35mm | Valve | Ball Valve
OST_PipeAccessory | P-M_Ball Valve | 42mm | Valve | Ball Valve
OST_PipeAccessory | P-M_Ball Valve - 50-150 mm | 22mm | Valve | Ball Valve
OST_PipeAccessory | P-M_Ball Valve - 50-150 mm | 15mm | Valve | Ball Valve
OST_PipeAccessory | P-M_Iso-Valve-Crane | 22mm | Valve | Crane Valve
OST_PipeAccessory | P-M_Iso-Valve-Crane | 15mm | Valve | Crane Valve
OST_PipeAccessory | P-M_Non Return Valve | 35mm | Valve | None Return Valve
OST_PipeAccessory | P-M_Rain Water Filter | BSP | Mechanical and Plumbing Equipment | Filter
OST_PipeAccessory | P-M_Thermostate valve | HEAT110780 - 15mm Ausimix 4in1 | Valve | Thermostatic Mixing Valve
OST_PipeAccessory | P-M_Top Up Valve | 30 | Valve | Top Up Valve
OST_PipeAccessory | P-M_Water Meter | Water Meter 32mm | Meters | Water Meter
OST_PipeAccessory | P-M_Water Meter | Water Meter 20mm | Meters | Water Meter
OST_PipeCurves | Pipe Types | H-M_HTG RETURN | Pipe | HTG Return
OST_PipeCurves | Pipe Types | H-M_HTG FLOW | Pipe | HTG Flow
OST_PipeCurves | Pipe Types | H-M_GAS PIPE | Pipe | Gass
OST_PipeCurves | Pipe Types | P-M_RWH | Pipe | Rain Water
OST_PipeCurves | Pipe Types | P-M_HWS | Pipe | Hot Water
OST_PipeCurves | Pipe Types | P-M_CWS | Pipe | Cold Water
OST_PipeCurves | Pipe Types | P-M_MWS | Pipe | Mixed Water
OST_PipeCurves | Pipe Types | P-M_SVP | Pipe | Drain Water
OST_PipeCurves | Pipe Types | P-M_PVC - DWV | Pipe | Drain Water
OST_PipeCurves | Pipe Types | F-M_Fire Hydrant | Pipe | Fire Hydrant
OST_PipeFitting | F-M_Cap - Generic | Standard | Pipe | Fitting
OST_PipeFitting | F-M_Elbow - Generic | Standard | Pipe | Fitting
OST_PipeFitting | F-M_grooved 90 Elbow | Standard | Pipe | Fitting
OST_PipeFitting | F-M_Tee - Generic | Standard | Pipe | Fitting
OST_PipeFitting | F-M_Threaded_Tee Reducing | Threaded | Pipe | Fitting
OST_PipeFitting | F-M_Transition - Generic | Standard | Pipe | Fitting
OST_PipeFitting | H-M_Cap - Generic | Standard | Pipe | Fitting
OST_PipeFitting | H-M_Elbow - Generic | Standard | Pipe | Fitting
OST_PipeFitting | H-M_Tee - Generic | Standard | Pipe | Fitting
OST_PipeFitting | H-M_Transition - Generic | Standard | Pipe | Fitting
OST_PipeFitting | M_Flange_MEPcontent_Generic_Balancing and Control_Hydrocontrol VTR | M_Flange_MEPcontent_Generic_Balancing and Control_Hydrocontrol VTR | Valve | Balancing Valve
OST_PipeFitting | P-M_Bend - PVC - Sch 40 - DWV | Standard | Pipe | Fitting
OST_PipeFitting | P-M_Cap - Generic | Standard | Pipe | Fitting
OST_PipeFitting | P-M_Cap - PVC - Sch 40 - DWV | Standard | Pipe | Fitting
OST_PipeFitting | P-M_Cap - Welded - Generic | Standard | Pipe | Fitting
OST_PipeFitting | P-M_Coupling - Generic | Standard | Pipe | Fitting
OST_PipeFitting | P-M_Elbow - Generic | Standard | Pipe | Fitting
OST_PipeFitting | P-M_Elbow - Welded - Generic | Standard | Pipe | Fitting
OST_PipeFitting | P-M_Reducer - PVC - Sch 40 - DWV | Standard | Pipe | Fitting
OST_PipeFitting | P-M_Soil Manifold | M_Soil Manifold | Pipe | Fitting
OST_PipeFitting | P-M_Tee - Welded - Generic | Standard | Pipe | Fitting
OST_PipeFitting | P-M_Tee Reducing - Threaded - MI - Class 150 | Standard | Pipe | Fitting
OST_PipeFitting | P-M_Tee Reducing Sanitary - PVC - Sch 40 - DWV | Standard | Pipe | Fitting
OST_PipeFitting | P-M_Tee Sanitary - PVC - Sch 40 - DWV | Standard | Pipe | Fitting
OST_PipeFitting | P-M_Threaded_Concentric Reducer | Threaded | Pipe | Fitting
OST_PipeFitting | P-M_Transition - Generic | Standard | Pipe | Fitting
OST_PipeFitting | P-M_Trap P - PVC - Sch 40 - DWV | Standard | Pipe | Fitting
OST_PipingSystem | Piping System | H-M_HTG Return
OST_PipingSystem | Piping System | H-M_HTG Flow
OST_PipingSystem | Piping System | Domestic Cold Water
OST_PipingSystem | Piping System | Hydronic Return
OST_PipingSystem | Piping System | Hydronic Supply
OST_PipingSystem | Piping System | H-M_Compressed Air 8 Bar
OST_PipingSystem | Piping System | H-M_Compressed Air 13 Bar
OST_PipingSystem | Piping System | H-M_Oxygen
OST_PipingSystem | Piping System | H-M_Methane
OST_PipingSystem | Piping System | H-M_Helium
OST_PipingSystem | Piping System | H-M_Nitrogen
OST_PipingSystem | Piping System | P-M_HWS
OST_PipingSystem | Piping System | P-M_CWS
OST_PipingSystem | Piping System | P-M_Sanitary
OST_PipingSystem | Piping System | P-M_MWS
OST_PipingSystem | Piping System | P-M_RWH
OST_PipingSystem | Piping System | F-M_Fire Hydrant
OST_PlumbingFixtures | DB100-STL - DB125-STL | DB100-STL / DB125-STL Dolphin Blue Electronic Infrared Tap | Sanitaryware | Tap
OST_PlumbingFixtures | P-M_Disabled WC | Stainless Steel Part M WC Pack with Surface Mounted Fittings | Sanitaryware | Accessible WC
OST_PlumbingFixtures | P-M_Dishwasher | BOSCH - SHX53T55UC | Sanitaryware | Dishwasher
OST_PlumbingFixtures | P-M_Dolphin Dispensers StainlessSteel | SoapDispensers | Sanitaryware | Soap Dispenser
OST_PlumbingFixtures | P-M_Drain | DR-Drain | Mechanical and Plumbing Equipment | Drain
OST_PlumbingFixtures | P-M_Emergency Shower With Eye Wash | P-M_Emergency Shower With Eye Wash | Lab Equipment | Emergency Shower
OST_PlumbingFixtures | P-M_Eyewash, Counter Top | Eyewash, Counter Top | Sanitaryware | Eyewash Counter
OST_PlumbingFixtures | P-M_Floor Drain - Rectangular | Strainer - 100 mm Drain | Mechanical and Plumbing Equipment | Drain
OST_PlumbingFixtures | P-M_Hand Dryer | Slimline Eco Hand Dryer | Sanitaryware | Hand Dryer
OST_PlumbingFixtures | P-M_Hand Rail | Roseless Stainless Steel Grab Rail | Sanitaryware | Hand Rail
OST_PlumbingFixtures | P-M_Hand rinse basin | Glacier White Corian Trough | Sanitaryware | Hand Rinse Basin
OST_PlumbingFixtures | P-M_Safety-Backed Glass Mirror | Safety-Backed Glass Mirror | Sanitaryware | Mirror
OST_PlumbingFixtures | P-M_Sanitary_Toilets_Rak-Ceramics_WALL-HUN | WATER CLOSET | Sanitaryware | WC
OST_PlumbingFixtures | P-M_Sink - Island - Single | S719-F450_With Sink | Sanitaryware | Kitchen Sink
OST_PlumbingFixtures | P-M_TISSUE DISPENSER | Stainlkess Steel Bulk Pack Toilet Tissue Dispenser | Sanitaryware | Tissue Dispenser
OST_PlumbingFixtures | P-M_Wall Basin with Tap And Mixer | Wash Basin Tap Misxer | Sanitaryware | Wash Basin
OST_PlumbingFixtures | P-M_WC Hand Rail | Stainless Steel Grab Rail | Sanitaryware | Grab Rail
OST_PlumbingFixtures | P-M_WC Hand Rail Horizontal | Stainless Steel Grab Rail | Sanitaryware | Grab Rail
OST_RailingTopRail | Top Rail Type | Rectangular - 50x50mm | Railing | External Stair Metal
OST_RailingTopRail | Top Rail Type | Top Rail Square 2x2 | Railing | Hand Rail
OST_Ramps | Ramp | A-M_Ramp 1 | Ramp
OST_Ramps | Ramp | A-M_Ramp 4 | Ramp
OST_Ramps | Ramp | A-M_Ramp 1 | Ramp
OST_Ramps | Ramp | A-M_Ramp 2 | Ramp
OST_Ramps | Ramp | A-M_Ramp 3 | Ramp
OST_Roofs | A-M_Canopy | Canopy | Roof | Canopy Gutter
OST_Roofs | A-M_Caping | Caping | Roof | Parapet Flashing
OST_Roofs | A-M_Caping1 | Caping | Roof | Parapet Flashing
OST_Roofs | A-M_Gutter | Gutter | Roof | KingSpan Insulated Gutter
OST_Roofs | A-M_Gutter1 | A-M_Gutter 1 | Roof | Roof System
OST_Roofs | A-M_Gutter2 | A-M_Gutter2 | Roof | Gutter
OST_Roofs | A-M_Roofs 1 | A-M_Roofs 1 | Roof | Roof System
OST_Roofs | A-M_Roofs 2 | Roofs 2 | Roof | Roof System
OST_Roofs | A-M_Stairs Roof Top | Stairs Roof Top | Roof | Roof System
OST_Roofs | Basic Roof | A-M_Existing roof | Roof | Panel - Insulated
OST_Roofs | Basic Roof | A-M_Tunnal Roof | Roof | Panel - Insulated
OST_Roofs | Basic Roof | A-M_Roof | Roof | Panel - Insulated
OST_Roofs | Basic Roof | A-M_Ceiling | Roof | Roof System
OST_Roofs | Basic Roof | A-M_Canopy roof | Roof | Canopy
OST_Roofs | Basic Roof | A-M_Canopy roof 2 | Roof | Canopy
OST_Roofs | Sloped Glazing | A-M_Sloped Glazing_2 | Glazing External | Single Casement
OST_SecurityDevices | E-M_Access control Stainless steel | E-M_Emergency Door Release switch | Fire, Safety and Security | Emergancy Door Release
OST_SecurityDevices | E-M_Bullet Camera | E-M_Bullet Camera | Fire, Safety and Security | Bullet Camera
OST_SecurityDevices | E-M_Bullet Camera | E-M_Bullet Camera for number plate scan | Fire, Safety and Security | Bullet Camera
OST_SecurityDevices | E-M_CCTV dome camera | E-M_External CCTV dome camera | Fire, Safety and Security | Dome Camera
OST_SecurityDevices | E-M_CCTV dome camera | E-M_Internal CCTV dome camera | Fire, Safety and Security | Dome Camera
OST_SecurityDevices | E-M_Disabled WC alarm system panel | Standard | Fire, Safety and Security | Disabled Alarm System
OST_SecurityDevices | E-M_IP video and audio | E-M_Standard | Fire, Safety and Security | IP Intercom
OST_SecurityDevices | E-M_Network access controlled door | E-M_Magnetic lock | Fire, Safety and Security | Door Maglock
OST_SecurityDevices | E-M_Network access controlled door | E-M_Door Access control system controller | Fire, Safety and Security | Door Access control
OST_SecurityDevices | E-M_Proximity Card Reader | E-M_Card Reader | Fire, Safety and Security | Card Reader
OST_SecurityDevices | E-M_Video Conference Camera | Panel | AV Equipment | Camera
OST_SecurityDevices | E-M_Video Conference Camera-Ceiling mounted | Panel | AV Equipment | Camera
OST_SecurityDevices | Green break glass unit with AOV | Green break glass unit | Fire, Safety and Security | Green Break Glass
OST_SecurityDevices | Green break glass unit with AOV | Yellow break glass unit with AOV | Fire, Safety and Security | Yellow Break Glass
OST_Site | Parking Symbol - ADA | Parking Symbol - ADA | Signage | Parking
OST_Site | SLAB-004 | SLAB-004 | Site | Seating - Outdoor
OST_SpecialityEquipment | A-M_3D Printer | A-M_3D Printer | Lab Equipment | 3D Printer
OST_SpecialityEquipment | A-M_3D Printer Bath | A-M_3D Printer Bath | Lab Equipment | 3D Printer
OST_SpecialityEquipment | A-M_Blowing Agent | A-M_Blowing Agent | Lab Equipment | Blowing Agent Unit
OST_SpecialityEquipment | A-M_Bombcalor | A-M_Bombcalor | Lab Equipment | calorimeter
OST_SpecialityEquipment | A-M_Catalyst Unit | A-M_Catalyst Unit | Lab Equipment | Catalyst Unit
OST_SpecialityEquipment | A-M_Chiller | A-M_Chiller | Lab Equipment | Chiller
OST_SpecialityEquipment | A-M_Chromatography | A-M_Chromatography-001 | Lab Equipment | Chromatography
OST_SpecialityEquipment | A-M_Compression-001 | A-M_Compression-001 | Lab Equipment | Universal Testing System
OST_SpecialityEquipment | A-M_Compression-002 | A-M_Compression-002 | Lab Equipment | Universal Testing System
OST_SpecialityEquipment | A-M_Conditioning UnitOven Cole Palmer | A-M_Conditioning UnitOven Cole Palmer | Lab Equipment | Conditioning Oven
OST_SpecialityEquipment | A-M_Electric_Elevator_1119 | 2000 lbs | Elevator | Lift
OST_SpecialityEquipment | A-M_Enviro Chamber-001 | A-M_Enviro Chamber-001 | Lab Equipment | Environmental/Climate Chamber
OST_SpecialityEquipment | A-M_Enviro Chamber-002 | A-M_Enviro Chamber-002 | Lab Equipment | Environmental/Climate Chamber
OST_SpecialityEquipment | A-M_Exhaust Hood | A-M_Exhaust Hood | Lab Equipment | Exhaust Hood
OST_SpecialityEquipment | A-M_Fibermonitor | A-M_Fibremonitor-001 | Lab Equipment | Fibre monitor
OST_SpecialityEquipment | A-M_Foaming Mold | A-M_Foaming Mold | Lab Equipment | Foaming Mold
OST_SpecialityEquipment | A-M_Foamqual | A-M_Foamqual-001 | Lab Equipment | Foamat Foam Qualification System
OST_SpecialityEquipment | A-M_FPA | A-M_FPA-001 | Lab Equipment | FPA
OST_SpecialityEquipment | A-M_FTIR (Microscope & Spectrometer) | A-M_Mircoscope-002 | Lab Equipment | Mircoscope
OST_SpecialityEquipment | A-M_FTIR (Microscope & Spectrometer) | A-M_Mircoscope-001 | Lab Equipment | Mircoscope
OST_SpecialityEquipment | A-M_Fume Cupboard | A-M_Fume Cupboard | Lab Equipment | Fume Cupboard
OST_SpecialityEquipment | A-M_IBC Discharging Unit | A-M_IBC Discharging Unit | Lab Equipment | Discharging Unit
OST_SpecialityEquipment | A-M_ISO 5659 Smoke Density Chamber with FTIR | A-M_ISO 5659 Smoke Density Chamber with FTIR | Lab Equipment | Smoke Density Chamber
OST_SpecialityEquipment | A-M_Karlfisher | A-M_Karlfisher-001 | Lab Equipment | Analyser
OST_SpecialityEquipment | A-M_Lab Fridge Freezer-001 | A-M_Lab Fridge Freezer-001 | Lab Equipment | Freezer
OST_SpecialityEquipment | A-M_Lab Oven | A-M_Lab Oven | Lab Equipment | Oven
OST_SpecialityEquipment | A-M_Lab Oven | A-M_Lab Oven-003 | Lab Equipment | Oven
OST_SpecialityEquipment | A-M_Lab-Chiller | A-M_Lab-Chiller-001 | Lab Equipment | Chiller
OST_SpecialityEquipment | A-M_Lab-Chiller | A-M_Lab-Chiller-002 | Lab Equipment | Chiller
OST_SpecialityEquipment | A-M_Oxygenindex | A-M_Oxygenindex-001 | Lab Equipment | Oxygen Index Analyser
OST_SpecialityEquipment | A-M_Press | A-M_Press | Lab Equipment | Press
OST_SpecialityEquipment | A-M_Pycnometer | A-M_Pycnometer-001 | Lab Equipment | Pycnometer
OST_SpecialityEquipment | A-M_Q -Sun-001 | A-M_Q -Sun-001 | Lab Equipment | Weathering Testing
OST_SpecialityEquipment | A-M_Q -Sun-002 | A-M_Q -Sun-002 | Lab Equipment | Weathering Testing
OST_SpecialityEquipment | A-M_Resin Unit | A-M_Resin Unit | Lab Equipment | Resin Unit
OST_SpecialityEquipment | A-M_Salt Spray-001 | A-M_Salt Spray-001 | Lab Equipment | Salt Spray
OST_SpecialityEquipment | A-M_SDC | A-M_SDC-001 | Lab Equipment | Smoke Density Chamber
OST_SpecialityEquipment | A-M_Solar Panel | Solar Panel | Electrical Equipment | Solar Panel
OST_SpecialityEquipment | A-M_Spectrometer | A-M_Spectrometer-002 | Lab Equipment | Spectrometer
OST_SpecialityEquipment | A-M_Spectrometer | A-M_Spectrometer-003 | Lab Equipment | Spectrometer
OST_SpecialityEquipment | A-M_Spectrometer | A-M_Spectrometer-001 | Lab Equipment | Spectrometer
OST_SpecialityEquipment | A-M_Spectrometer | A-M_Spectrometer-004 | Lab Equipment | Spectrometer
OST_SpecialityEquipment | A-M_Sputtercoat | A-M_Sputtercoat-001 | Lab Equipment | Sputter Coater
OST_SpecialityEquipment | A-M_Support | A-M_SDC-001 | Lab Equipment | Sputter Coater Support
OST_SpecialityEquipment | A-M_Switch Cabinet | A-M_Switch Cabinet | Lab Equipment | Switch Cabinet
OST_SpecialityEquipment | A-M_Tempering Catalyst | A-M_Tempering Catalyst | Lab Equipment | Tempering Catalyst
OST_SpecialityEquipment | A-M_Tempering Forming Tool | A-M_Tempering Forming Tool | Lab Equipment | Tempering Forming Tool
OST_SpecialityEquipment | A-M_Tempering Resin | A-M_Tempering Resin | Lab Equipment | Tempering Resin
OST_SpecialityEquipment | A-M_TENSIOMETER | A-M_TENSIOMETER-001 | Lab Equipment | Tension Meter
OST_SpecialityEquipment | A-M_Thermalconduct | A-M_Thermalconduct-001 | Lab Equipment | Thermal Conductivity Meter (plate)
OST_SpecialityEquipment | A-M_Thermalconduct | A-M_Thermalconduct-003 | Lab Equipment | Thermal Conductivity Meter (plate)
OST_SpecialityEquipment | A-M_Thermogravimetric | A-M_Thermogravimetric-002 | Lab Equipment | Thermogravimetric Analyser--Differential scanning
OST_SpecialityEquipment | A-M_Thermogravimetric | A-M_Thermogravimetric-001 | Lab Equipment | Thermogravimetric Analyser--Differential scanning
OST_SpecialityEquipment | A-M_Viscometer | A-M_Viscometer-001 | Lab Equipment | Visco meter
OST_Stairs | A-M_Stairs | Stairs | Stairs | Concrete Stairs
OST_Stairs | A-M_Stairs 2 | Stairs 1 | Stairs | Concrete Stairs
OST_Stairs | Assembled Stair | A-M_Stairs 2 | Stairs | Concrete Stairs
OST_Stairs | Assembled Stair | 7" max riser 11" tread | Stairs | Concrete Stairs
OST_Stairs | Assembled Stair | A-M_Stairs 2 | Stairs | Concrete Stairs
OST_Stairs | Cast-In-Place Stair | A-M_Monolithic Stair 9 | Stairs | Concrete Stairs
OST_Stairs | Cast-In-Place Stair | A-M_Monolithic Stair 5 | Stairs | Concrete Stairs
OST_Stairs | Cast-In-Place Stair | A-M_Monolithic Stair 6 | Stairs | Concrete Stairs
OST_Stairs | Cast-In-Place Stair | A-M_Monolithic Stair 8 | Stairs | Concrete Stairs
OST_Stairs | Cast-In-Place Stair | A-M_Monolithic Stair 11 | Stairs | Concrete Stairs
OST_Stairs | Cast-In-Place Stair | A-M_Monolithic Stair | Stairs | Concrete Stairs
OST_Stairs | Precast Stair | A-M_Precast Stair 2 | Stairs | Concrete Stairs
OST_Stairs | Precast Stair | A-M_Precast Stair 2 | Stairs | Concrete Stairs
OST_Stairs | Stair | A-M_External Stairs 2 | Stairs | External Stair
OST_Stairs | Stair | A-M_External Stairs new | Stairs | External Stair
OST_Stairs | Stair | A-M_External Stairs new 2 | Stairs | External Stair
OST_Stairs | Stair | A-M_External Stairs new 3 | Stairs | External Stair
OST_Stairs | Stair | S-M_Kingspan Metal Stair - 4 | Stairs | Kingspan Metal Stair
OST_StairsRailing | Glass_Railing_11483 | 5' 6" | Railing | External Glass
OST_StairsRailing | Glass_Railing_11483 | Glass railing 1100mm | Railing | External Glass
OST_StairsRailing | Railing | Single_Line - ATR - 6W Wall Mount | Railing | External Stair Metal
OST_StairsRailing | Railing | Single_Line - ATR - 6W Wall Mount 2 | Railing | Stair Case Internal Metal
OST_StairsRailing | Railing | Single_Line - ATR - 6W Wall Mount 3 | Railing | Stair Case Internal Metal
OST_StairsRailing | Railing | Stair 2 railing | Railing | Stair Case Internal
OST_StairsRailing | Railing | Stair 2 railing 2 | Railing | Stair Case Internal
OST_StairsRailing | Railing | Single_Line - ATR - 6W Wall Mount stair 3 | Railing | Stair Case Internal Metal
OST_StairsRailing | Railing | Stair railing 4 | Railing | External Stair Metal
OST_StairsRailing | Railing | S-M_Guardrail - Pipe Industrial w Extensions | Railing | Mezzanine Floor
OST_StairsRailing | Railing | Handrail - Glass Panel w Brackets 2 | Railing | Stair Case Internal Glass
OST_StairsRailing | Railing | Glass Panel - Handrail | Railing | Stair Case Internal Glass
OST_StairsRailing | Railing | Handrail - w Brackets | Railing | Stair Case Internal Metal
OST_StairsRailing | Railing | A-M_Handrail - w Brackets_Inter. Corr. | Railing | Hand Rail Bracket
OST_StairsRailing | Railing | A-M_Glass Panel - Handrail_Inter. Corr | Railing | Stair Case Internal Glass
OST_StairsRailing | Railing | A-M_Glass Panel - Handrail_Inter. Corr 3 | Railing | Stair Case Internal Glass
OST_StairsRailing | Railing | A-M_Glass Panel - Handrail_Inter. Corr 4 | Railing | Stair Case Internal Glass
OST_StairsRailing | Railings 1 | Railings 1 | Railing | Stair Case Internal Glass
OST_StairsRailing | Railings 2 | Railings 2 | Railing | Stair Case Internal Glass
OST_StructConnections | S-M_Gusset Plate-2 Bevel | Standard | Structural | Gusset Plate
OST_StructuralColumns | KingspanSteelBuildingSolutions_StructuralColumn_KingFrame_Stud | C150050120 | Steel Framing System (SFS) | Stud
OST_StructuralColumns | M_Concrete-Square-Column | 900 X 900 | Structural | Square Column
OST_StructuralColumns | S-M_C1 - UC 203 X 203 X 60 | C1 - UC 203 X 203 X 60 | Structural | Steel
OST_StructuralColumns | S-M_C11 - UB 305 X 165 X 46 | C11 - UB 305 X 165 X 46 | Structural | Steel
OST_StructuralColumns | S-M_C12 - UB 457 X 191 X 74 | C12 - UB 457 X 191 X 74 | Structural | Steel
OST_StructuralColumns | S-M_C13 - UB 457 X 191 X 82 | C13 - UB 457 X 191 X 82 | Structural | Steel
OST_StructuralColumns | S-M_C14 - UC 152 X 152 X 37 | C14 - UC 152 X 152 X 37 | Structural | Steel
OST_StructuralColumns | S-M_C16 - UB 406 X 178 X 54 | C16 - UB 406 X 178 X 54 | Structural | Steel
OST_StructuralColumns | S-M_C2 - UC 254 X 254 X 107 | C2 - UC 254 X 254 X 107 | Structural | Steel
OST_StructuralColumns | S-M_C3 - UC 254 X 254 X 73 | C3 - UC 254 X 254 X 73 | Structural | Steel
OST_StructuralColumns | S-M_C3 - UC 254 X 254 X 73 | UC 254 X146 x31 | Structural | Steel
OST_StructuralColumns | S-M_C4 - UC 203 X 203 X 71 | C4 - UC 203 X 203 X 71 | Structural | Steel
OST_StructuralColumns | S-M_C5 - UC 254 X 254 X 89 | C5 - UC 254 X 254 X 89 | Structural | Steel
OST_StructuralColumns | S-M_C6 - UC 305 X 305 X 198 | C6 - UC 305 X 305 X 198 | Structural | Steel
OST_StructuralColumns | S-M_C7 - UC 254 X 254 X 167 | C7 - UC 254 X 254 X 167 | Structural | Steel
OST_StructuralColumns | S-M_C8 - UC 203 X 203 X 46 | C8 - UC 203 X 203 X 46 | Structural | Steel
OST_StructuralColumns | S-M_Column casement | 600x800 | Structural | Column casement
OST_StructuralColumns | S-M_Column casement | 600x600 | Structural | Column casement
OST_StructuralColumns | S-M_Column casement | 950x600 | Structural | Column casement
OST_StructuralColumns | S-M_Column casement | 1280x600 | Structural | Column casement
OST_StructuralColumns | S-M_Column casement | 750x750 | Structural | Column casement
OST_StructuralColumns | S-M_Hollow sections | HS 150X150X8MM | Structural | Steel
OST_StructuralColumns | S-M_Hollow sections | SHS 120X120X8MM | Structural | Steel
OST_StructuralColumns | S-M_Hollow sections | SHS 90X90X5MM | Structural | Steel
OST_StructuralColumns | S-M_Hollow sections | SHS 100X100X8MM | Structural | Steel
OST_StructuralColumns | S-M_Hollow sections | SHS 100X100X5MM | Structural | Steel
OST_StructuralColumns | S-M_Hollow sections | HS 150X150X5MM | Structural | Steel
OST_StructuralColumns | S-M_Kingspan M145065150_Vertical Rails | M145065150 | Structural | Steel
OST_StructuralColumns | S-M_KingspanStructuralProducts_StructuralFraming_Column_MultibeamPurlinRail_M205_65mmFlange | M205065150 | Structural | Steel
OST_StructuralColumns | S-M_KingspanStructuralProducts_StructuralFraming_Column_MultibeamPurlinRail_M265_65mmFlange | M265065150 | Structural | Steel
OST_StructuralColumns | S-M_PFC 150X150X18 | PFC 150x75x18 | Structural | Steel
OST_StructuralColumns | S-M_PFC 260X75X28 | PFC 260x75x28 | Structural | Steel
OST_StructuralColumns | S-M_Plate_Structural connections | 180 x 12mm | Structural | Plate
OST_StructuralColumns | S-M_Plate_Structural connections | 160 x 12mm | Structural | Plate
OST_StructuralColumns | S-M_Plate_Structural connections | 150 x 15mm | Structural | Plate
OST_StructuralColumns | S-M_Purlin_M205_65mmFlange | M205065150 | Structural | Steel
OST_StructuralColumns | S-M_Purlin_M205_65mmFlange | M265065150 | Structural | Steel
OST_StructuralColumns | S-M_RC Pad stone | 450x215x215 | Structural | Pad Footing
OST_StructuralColumns | S-M_Steel Column | 160 x 160 x 13 | Structural | Mezzanine Floor
OST_StructuralFoundation | S-M_PAD 6A PILE CAP 1300 x850x600 deep pile cap | 1300X8500 X600 DEEP | Site | Pile Cap
OST_StructuralFoundation | S-M_PAD 6B PILE CAP 1300 x850x600 deep pile cap | 1300X8500 X600 DEEP | Site | Pile Cap
OST_StructuralFoundation | S-M_PAD_Footing | PAD 10- 3000X23000X600MM | Structural | Pad Footing
OST_StructuralFoundation | S-M_PAD_Footing | PAD 1- 3500X3500X600MM | Structural | Pad Footing
OST_StructuralFoundation | S-M_PAD_Footing | PAD 3- 2000X2000X600MM | Structural | Pad Footing
OST_StructuralFoundation | S-M_PAD_Footing | PAD 9- 2500X2500X600MM | Structural | Pad Footing
OST_StructuralFoundation | S-M_PAD_Footing | PAD 9- 4800X4800X900mm | Structural | Pad Footing
OST_StructuralFoundation | S-M_PAD_Footing | PAD 11- 1500X1500X300mm | Structural | Pad Footing
OST_StructuralFoundation | S-M_PAD_Footing | PAD 12- 2000X1000X300mm | Structural | Pad Footing
OST_StructuralFoundation | S-M_PAD_Footing | PAD 4 - 2500X2500X600MM | Structural | Pad Footing
OST_StructuralFoundation | S-M_PAD_Footing | PAD 8- 6450X4845X800 | Structural | Pad Footing
OST_StructuralFoundation | S-M_PAD_Footing | PAD 5- 3500X3500X600MM | Structural | Pad Footing
OST_StructuralFoundation | S-M_PAD_Footing | PAD1 1000x1000x300 | Structural | Pad Footing
OST_StructuralFoundation | S-M_PILE CAP PAD 7A | 2600X600WIDEX600 DEEP PILE CAP | Site | Pile Cap
OST_StructuralFoundation | S-M_PILE CAP PAD 7B | 2600X600WIDEX600 DEEP PILE CAP | Site | Pile Cap
OST_StructuralFoundation | S-M_Pile-Steel Pipe | 220MM Diameter | Site | Pile
OST_StructuralFoundation | S-M_Pile-Steel Pipe | 220mm dia | Site | Pile
OST_StructuralFoundation | S-M_STRIP_Footing | 3326x 1800 x 600mm | Structural | Strip Footing
OST_StructuralFoundation | S-M_STRIP_Footing | 2226x 900 x 600 | Structural | Strip Footing
OST_StructuralFoundation | S-M_STRIP_Footing | 2028 x 1800 x 600mm | Structural | Strip Footing
OST_StructuralFoundation | S-M_STRIP_Footing | 1484 x 1800 x 600mm | Structural | Strip Footing
OST_StructuralFoundation | S-M_STRIP_Footing | 2366x 1800 x 600mm | Structural | Strip Footing
OST_StructuralFoundation | S-M_STRIP_Footing | 2938x 1800 x 600mm | Structural | Strip Footing
OST_StructuralFoundation | S-M_STRIP_Footing | 3126 x 900 x 600mm | Structural | Strip Footing
OST_StructuralFoundation | S-M_STRIP_Footing | 6912 x 900 x 300mm | Structural | Strip Footing
OST_StructuralFoundation | S-M_STRIP_Footing | 24066 x1200x 300mm | Structural | Strip Footing
OST_StructuralFoundation | S-M_STRIP_Footing | 16162 x1200x 300mm | Structural | Strip Footing
OST_StructuralFoundation | S-M_STRIP_Footing | 5430 x1200x 300mm | Structural | Strip Footing
OST_StructuralFoundation | S-M_STRIP_Footing | 5665 x1200x 300mm | Structural | Strip Footing
OST_StructuralFoundation | S-M_STRIP_Footing | 4252 x1200x 300mm | Structural | Strip Footing
OST_StructuralFoundation | S-M_STRIP_Footing | 16635 x1200x 300mm | Structural | Strip Footing
OST_StructuralFoundation | S-M_STRIP_Footing | 4,638 x1200x 300mm | Structural | Strip Footing
OST_StructuralFoundation | S-M_STRIP_Footing | 2520 x1200x 300mm | Structural | Strip Footing
OST_StructuralFoundation | S-M_STRIP_Footing | 1050 x1361x 300mm | Structural | Strip Footing
OST_StructuralFoundation | S-M_STRIP_Footing | 10828x 900 x 300mm | Structural | Strip Footing
OST_StructuralFoundation | S-M_STRIP_Footing | 2615x 900 x 300mm | Structural | Strip Footing
OST_StructuralFoundation | S-M_STRIP_Footing | 3026x 900 x 300mm | Structural | Strip Footing
OST_StructuralFoundation | S-M_STRIP_Footing | 2176x 900 x 300mm | Structural | Strip Footing
OST_StructuralFoundation | S-M_STRIP_Footing | 3932x 1200 x 300mm | Structural | Strip Footing
OST_StructuralFoundation | S-M_STRIP_Footing | 4182x1000 x 300mm | Structural | Strip Footing
OST_StructuralFoundation | S-M_STRIP_Footing | 2707x 1000 x 300mm | Structural | Strip Footing
OST_StructuralFoundation | S-M_STRIP_Footing | 1751x 900 x 300mm | Structural | Strip Footing
OST_StructuralFoundation | S-M_STRIP_Footing | 1725 x 900 x 300mm | Structural | Strip Footing
OST_StructuralFoundation | S-M_STRIP_Footing | 2692 x 900 x 300mm | Structural | Strip Footing
OST_StructuralFoundation | S-M_STRIP_Footing | 2691 x 900 x 300mm | Structural | Strip Footing
OST_StructuralFoundation | S-M_STRIP_Footing | 1810x 900 x 300mm | Structural | Strip Footing
OST_StructuralFoundation | S-M_STRIP_Footing | 2380 x1200x 300mm | Structural | Strip Footing
OST_StructuralFoundation | S-M_STRIP_Footing | 9215 x1200x 300mm | Structural | Strip Footing
OST_StructuralFoundation | S-M_STRIP_Footing | 2860x1200x 300mm | Structural | Strip Footing
OST_StructuralFoundation | S-M_STRIP_Footing | 12006 x1200x 300mm | Structural | Strip Footing
OST_StructuralFoundation | S-M_STRIP_Footing | 2100x1200x 300mm | Structural | Strip Footing
OST_StructuralFoundation | S-M_STRIP_Footing | 5125x 900 x 300mm | Structural | Strip Footing
OST_StructuralFoundation | Wall Foundation | S-M_Retaining Footing - 300 x 600 x 750 | Structural | Retaining Footing
OST_StructuralFoundation | Wall Foundation | S-M_Retaining Footing - 300 x 600 x 370 | Structural | Retaining Footing
OST_StructuralFoundation | Wall Foundation | S-M_Retaining Footing - 300 x 600 x 833 | Structural | Retaining Footing
OST_StructuralFoundation | Wall Foundation | S-M_Retaining Footing - 300 x 600 x 300 | Structural | Retaining Footing
OST_StructuralFoundation | Wall Foundation | S-M_Retaining Footing - 300 x 600 x 748 | Structural | Retaining Footing
OST_StructuralFraming | Flooring_KingspanAccessFloors_Pedestal_AlphaV | AlphaV | Floors - Non Structural | Rased Access Floor Pedestals
OST_StructuralFraming | Flooring_KingspanAccessFloors_Pedestal_AlphaV_Grid | AlphaV | Floors - Non Structural | Rased Access Floor Pedestals
OST_StructuralFraming | KingspanSteelBuildingSolutions_StructuralFraming_KingFrame_Track | U154055120 | Steel Framing System (SFS) | SFS Track
OST_StructuralFraming | S-M_Bracing | 150 x12 Flat Bracing | Structural | Bracing
OST_StructuralFraming | S-M_C35 CONCRETE INFILL | 204 X181 | Beam | RC
OST_StructuralFraming | S-M_Circular hollow sections | CIRCULAR HOLLOW SECTIONS 139.7x5.0 | Beam | Steel
OST_StructuralFraming | S-M_Circular hollow sections | CIRCULAR HOLLOW SECTIONS 168.3x5.0 2 | Beam | Steel
OST_StructuralFraming | S-M_Circular hollow sections | CIRCULAR HOLLOW SECTIONS 114.3x8.0 2 | Beam | Steel
OST_StructuralFraming | S-M_FLT | FLT 150 X 12 | Beam | Steel
OST_StructuralFraming | S-M_FLT | FLT 75 X 10 | Beam | Steel
OST_StructuralFraming | S-M_Kingspan _MultiDeck80-V3_1.1mm | 1.1mm Gauge | Steel Framing System (SFS) | MultiDeck 80
OST_StructuralFraming | S-M_KIngspan _MultiDeck80profile | KIngspan _MultiDeck80profile 2 | Steel Framing System (SFS) | MultiDeck 80
OST_StructuralFraming | S-M_KIngspan _MultiDeck80profile 1 | KIngspan _MultiDeck80profile 1 | Steel Framing System (SFS) | MultiDeck 80
OST_StructuralFraming | S-M_Kingspan _MultiDeckprofile 1.1 | 1.1mm Gauge | Steel Framing System (SFS) | MultiDeck 80
OST_StructuralFraming | S-M_L Angles_125 X75X10 | 125X75X10MM | Structural | L Angle
OST_StructuralFraming | S-M_L Angles_125 X75X10 | 75x125x10mm | Structural | L Angle
OST_StructuralFraming | S-M_L Angles_125 X75X10 | 150x150x1.2 | Structural | L Angle
OST_StructuralFraming | S-M_L Angles_50 x50 x6 | 50 X 50 X 6MM | Structural | L Angle
OST_StructuralFraming | S-M_L2 -precast 215 x215 lintel | 16RB32 | Beam | Lintel
OST_StructuralFraming | S-M_MultibeamPurlinRail_M205_65mmFlange_200_ | M205065200 | Beam | Purlin Rail
OST_StructuralFraming | S-M_PFC | PFC 150X75X18 | Beam | Purlin Rail
OST_StructuralFraming | S-M_PFC | PFC 200X75X23 | Beam | Purlin Rail
OST_StructuralFraming | S-M_PFC | PFC 260X75X23 | Beam | Purlin Rail
OST_StructuralFraming | S-M_Railing base 10 x 100 Channel | PFC 150X75X18 | Beam | Purlin Rail
OST_StructuralFraming | S-M_SHS_SQUARE HOLLOW SECTIONS | 150X150X6 | Beam | Steel
OST_StructuralFraming | S-M_SHS_SQUARE HOLLOW SECTIONS | 100X100X5 | Beam | Steel
OST_StructuralFraming | S-M_SHS_SQUARE HOLLOW SECTIONS | 100X100X8 | Beam | Steel
OST_StructuralFraming | S-M_TSA TUBE STRUTS | TSA TUBE STUT 30 x 2 | Beam | Tie
OST_StructuralFraming | S-M_UNIVERSAL BEAMS | UB 457x191x82 | Beam | Steel
OST_StructuralFraming | S-M_UNIVERSAL BEAMS | UB 457x191x74 | Beam | Steel
OST_StructuralFraming | S-M_UNIVERSAL BEAMS | UB 457x191x89 | Beam | Steel
OST_StructuralFraming | S-M_UNIVERSAL BEAMS | UB 533X210X92 | Beam | Steel
OST_StructuralFraming | S-M_UNIVERSAL BEAMS | UB 533X210X122 | Beam | Steel
OST_StructuralFraming | S-M_UNIVERSAL BEAMS | UC 203 X 203 X46 | Beam | Steel
OST_StructuralFraming | S-M_UNIVERSAL BEAMS | UC 254 X 254 X73 | Beam | Steel
OST_StructuralFraming | S-M_UNIVERSAL BEAMS | UB 356X171X45 | Beam | Steel
OST_StructuralFraming | S-M_UNIVERSAL BEAMS | UB 305X165X46 | Beam | Steel
OST_StructuralFraming | S-M_UNIVERSAL BEAMS | UB 406X178X54 | Beam | Steel
OST_StructuralFraming | S-M_UNIVERSAL BEAMS | UB 610X229X140 | Beam | Steel
OST_StructuralFraming | S-M_UNIVERSAL BEAMS | UB 356X171X57 | Beam | Steel
OST_StructuralFraming | S-M_UNIVERSAL BEAMS | UB 406X178X74 | Beam | Steel
OST_StructuralFraming | S-M_UNIVERSAL BEAMS | UC 203 X 203 X60 | Beam | Steel
OST_StructuralFraming | S-M_UNIVERSAL BEAMS | UB 305X165X40 | Beam | Steel
OST_StructuralFraming | S-M_UNIVERSAL BEAMS | UB 533X210X82 | Beam | Steel
OST_StructuralFraming | S-M_UNIVERSAL BEAMS | UB 533X210X109 | Beam | Steel
OST_StructuralFraming | S-M_UNIVERSAL BEAMS | UB 254 X 146 X31 | Beam | Steel
OST_StructuralFraming | S-M_UNIVERSAL BEAMS | UB 457x191x67 | Beam | Steel
OST_StructuralFraming | S-M_UNIVERSAL BEAMS | UB 610X305X149 | Beam | Steel
OST_StructuralFraming | S-M_UNIVERSAL BEAMS | UB 406X178X60 | Beam | Steel
OST_StructuralFraming | S-M_UNIVERSAL BEAMS | UB 533X210X101 | Beam | Steel
OST_StructuralFraming | S-M_UNIVERSAL BEAMS | UB 356X171X67 | Beam | Steel
OST_StructuralFraming | S-M_UNIVERSAL BEAMS | UB 406X178X67 | Beam | Steel
OST_StructuralFraming | S-M_UNIVERSAL BEAMS | UB 686X254X152 | Beam | Steel
OST_StructuralFraming | S-M_UNIVERSAL BEAMS | UC 152 X152 X 37 | Beam | Steel
OST_StructuralFraming | S-M_UNIVERSAL BEAMS | UB 150x165x13 | Beam | Mezzanine Floor
OST_StructuralFraming | S-M_UNIVERSAL BEAMS | UB 80x165x13 | Beam | Mezzanine Floor
OST_StructuralFraming | S-M_UNIVERSAL BEAMS | UB 160x165x13 | Beam | Mezzanine Floor
OST_StructuralFraming | S-M_UNIVERSAL BEAMS | UB 75x165x13 | Beam | Mezzanine Floor
OST_StructuralFraming | S_M_C-Channel | C 100X40 | Beam | Mezzanine Floor
OST_StructuralFraming | S_M_C-Channel | C 165X80 | Beam | Mezzanine Floor
OST_TelephoneDevices | E-M_Mobile network booster | E-M_Mobile network booster | IT Equipment | Mobile network booster
OST_TelephoneDevices | E-M_WIFI | E-M_WIFI | IT Equipment | WiFi Router
OST_Walls | Basic Wall | A-M_Int_Blockwork- 215mm | Wall | Block
OST_Walls | Basic Wall | A-M_RCC Retaning - 215mm | Wall | RCC
OST_Walls | Basic Wall | A-M_Int_Blockwork- 100mm | Wall | Block
OST_Walls | Basic Wall | A-M_Ext_Blockwork- 215mm | Wall | Block
OST_Walls | Basic Wall | A-M_EXT_RCC Retaning - 360 mm. | Wall | RCC
OST_Walls | Basic Wall | A-M_Ext_RCC Retaning - 225 | Wall | RCC
OST_Walls | Basic Wall | A-M_RCC Retaning - 540 mm | Wall | RCC
OST_Walls | Basic Wall | A-M_Ext_RCC Retaning - 250 | Wall | RCC
OST_Walls | Basic Wall | A-M_RCC Retaning - 100 mm | Wall | RCC
OST_Walls | Basic Wall | A-M_Ext_Blockwork- 70 | Wall | Block
OST_Walls | Basic Wall | A-M_ Int_Final Wall Dulux 00NN 83/Off White | Wall & Ceiling Finishes | Off White Wall Finish
OST_Walls | Basic Wall | A-M_Blockwork- 115mm | Wall | Block
OST_Walls | Basic Wall | A-M_RCC Retaning - 300mm | Wall | RCC
OST_Walls | Basic Wall | A-M_SFS With Inner Finish | Wall | Panel - Insulated
OST_Walls | Basic Wall | A-M_Ext_Blockwork- 100mm | Wall | Block
OST_Walls | Basic Wall | A-M_Ext_RCC Retaning - 100 mm | Wall | RCC
OST_Walls | Basic Wall | A-M_Panel Poster and insulin in center 165 mm thick | Wall | Block
OST_Walls | Basic Wall | A-M_Blockwork- 165mm | Wall | Block
OST_Walls | Basic Wall | A-M_Ext_RCC Retaning - 165mm | Wall | RCC
OST_Walls | Basic Wall | A-M_Ext_RCC Retaning - 400 mm | Wall | RCC
OST_Walls | Basic Wall | A-M_Ext_RCC Retaning - 430 mm | Wall | RCC
OST_Walls | Basic Wall | A-M_Blockwork- 100 | Wall | Block
OST_Walls | Basic Wall | A-M_RCC Retaning Service wall (LG) - 150 mm | Wall | RCC
OST_Walls | Basic Wall | A-M_Blockwork- 235 mm | Wall | Block
OST_Walls | Basic Wall | A-M_Plaster Board- 132 mm | Wall & Ceiling Finishes | Plaster Board Finish
OST_Walls | Basic Wall | A-M_Blockwork- 132 mm | Wall | Block
OST_Walls | Basic Wall | A-M_Interior- Boxing wall 2 | Wall | Partition - Metal Stud
OST_Walls | Basic Wall | A-M_Wallcovering Vescom Tonga 1082.05_1 | Wall & Ceiling Finishes | Vescom Tonga WF-05
OST_Walls | Basic Wall | A-M_Interior- Boxing wall | Wall | Partition - Metal Stud
OST_Walls | Basic Wall | A-M_Interior- Boxing wall 20 mm | Wall | Partition - Gypsum Board
OST_Walls | Basic Wall | A-M_RCC Retaning - 325mm | Wall | RCC
OST_Walls | Basic Wall | A-M_RCC Retaning - 625 mm | Wall | RCC
OST_Walls | Basic Wall | A-M_IPS Panel | Sanitaryware | IPS Panel
OST_Walls | Basic Wall | A-M_Toilets Tiles | Wall & Ceiling Finishes | Toilets Tile WF-02
OST_Walls | Basic Wall | A-M_ Signage Graphics | Wall & Ceiling Finishes | Signage Graphics WF-06
OST_Walls | Basic Wall | A-M_Int_Wall Covering Vecscom Tonga | Wall & Ceiling Finishes | Vecscom Tonga WF-04
OST_Walls | Basic Wall | A-M_Wall Tektura Studio Broken Line | Wall & Ceiling Finishes | Wall Tektura Studio Broken Line WF-07
OST_Walls | Basic Wall | A-M_Lab Wall Ultratech Flush | Wall & Ceiling Finishes | Lab Wall Ultratech Flush WF-09
OST_Walls | Basic Wall | A-M_Diamond Trade matt Washable Dulux 00NN 83 / 000 . off white | Wall & Ceiling Finishes | Diamond Trade Matt WF-10
OST_Walls | Basic Wall | First Floor Offices Walls Covering Vescom Tonga 1082.15 | Wall & Ceiling Finishes | Vescom Tonga WF-08
OST_Walls | Basic Wall | A-M_ Tea and Canteeen Tiling | Wall & Ceiling Finishes | Tea and Canteen Tiling WF-03
OST_Walls | Basic Wall | A-M_Blockwork- 150mm | Wall | Block
OST_Walls | Basic Wall | A-M_Sky Walk wall panel | Wall & Ceiling Finishes | Sky Walk wall panel WF-15
OST_Walls | Basic Wall | A-M_Int_Cavity wall | Wall | Cavity Wall
OST_Walls | Basic Wall | A-M_Skirting_Laminated Finish | Wall & Ceiling Finishes | Skirting
OST_Walls | Basic Wall | A-M_Ext_Retaining wall - 150 | Wall | RCC
OST_Walls | Basic Wall | A-M_ Cosmetic White Gloss | Wall & Ceiling Finishes | Cosmetic White Gloss Finish WF-11
OST_Walls | Basic Wall | A-M_Plaster Board- 25 mm | Wall & Ceiling Finishes | Plaster Board Finish
OST_Walls | Basic Wall | S-M_Wall - 215 | Wall | RCC
OST_Walls | Basic Wall | S-M_Blockwork wall -215 | Wall | Block
OST_Walls | Basic Wall | S-M_RC - 300mm Concrete | Wall | RCC
OST_Walls | Basic Wall | S-M_Lift wall - 215mm | Wall | RCC
OST_Walls | Basic Wall | A-M_Blockwork- 70 | Wall | Block
OST_Walls | Basic Wall | A-M_Blockwork- 100 | Wall | Block
OST_Walls | Basic Wall | A-M_ 135 mm | Wall | Block
OST_Walls | Basic Wall | A-M_ 400mm | Wall | RCC
OST_Walls | Basic Wall | A-M_Quad Core Karrier_100mm | Wall | Panel - Insulated
OST_Walls | Basic Wall | A-M_Ext_Blockwork- 215mm | Wall | Block
OST_Walls | Curtain Wall | A-M_GF.04 | Curtain Walls | Assembly
OST_Walls | Curtain Wall | A-M_GF.02 | Curtain Walls | Assembly
OST_Walls | Curtain Wall | A-M_GF06 | Curtain Walls | Assembly
OST_Walls | Curtain Wall | A-M_GF.05 | Curtain Walls | Assembly
OST_Walls | Curtain Wall | A-M_HandRail
OST_Walls | Curtain Wall | A-M_GF.07 | Curtain Walls | Assembly
OST_Walls | Curtain Wall | A-M_GF.03 | Curtain Walls | Assembly
OST_Walls | Curtain Wall | A-M_GF.10 | Curtain Walls | Assembly
OST_Walls | Curtain Wall | A-M_GF.01 | Curtain Walls | Assembly
OST_Walls | Curtain Wall | A-M_GF.08 | Curtain Walls | Assembly
OST_Walls | Curtain Wall | A-M_GS.03 | Curtain Walls | Assembly
OST_Walls | Curtain Wall | A-M_GG-05 | Curtain Walls | Assembly
OST_Walls | Curtain Wall | A-M_GG-04
OST_Walls | Curtain Wall | A-M_GF.09 | Curtain Walls | Assembly
OST_Walls | Curtain Wall | A-M_GG-07 | Curtain Walls | Assembly
OST_Walls | Curtain Wall | A-M_GS.04
OST_Walls | Curtain Wall | A-M_GS.01-1
OST_Walls | Curtain Wall | QC_Karrier_100mm_Hz
OST_Walls | Curtain Wall | A-M_XD | Curtain Walls | Assembly
OST_Walls | Curtain Wall | A-M_UniQuad | Curtain Walls | UniQuad Translucent Walls
OST_Walls | Curtain Wall | A-M_Glazed Hand Rail | Curtain Walls | Assembly
OST_Walls | Curtain Wall | A-M_Interrior Curtain Wall | Curtain Walls | Assembly
OST_Walls | Site wall | A-M_Site wall | Wall | Block
OST_Walls | Walls 1 | Walls 1 | Wall & Ceiling Finishes | Final Wall Dulux 00NN 83/Off White
OST_Windows | A-M_40mm_Double_Casement_Window_-_even_6326 | 1600 X 1200 | Glazing External | Double Casement
OST_Windows | A-M_40mm_Double_Casement_Window_-_even_6326 | 2000 X 1200 | Glazing External | Double Casement
OST_Windows | A-M_40mm_Double_Casement_Window_-_even_6326 | 1960 X 1060 | Glazing External | Double Casement
OST_Windows | A-M_40mm_Triple_Casement_Window_-_Adjustable_8293 | 2600 X 1200 | Glazing External | Triple Casement
OST_Windows | A-M_40mm_Triple_Casement_Window_-_Adjustable_8293 | 2600 X 1000 | Glazing External | Triple Casement
OST_Windows | A-M_40mm_Triple_Casement_Window_-_Adjustable_8293 | 3650 x 1500 | Glazing External | Triple Casement
OST_Windows | A-M_Curtain Dual Left | WF.22 | Glazing External | Triple Casement
OST_Windows | A-M_Curtain Dual Left | WF.19 | Glazing External | Triple Casement
OST_Windows | A-M_Curtain Dual Left | WF.18 | Glazing External | Triple Casement
OST_Windows | A-M_Curtain Dual Right | WF.22 | Glazing External | Triple Casement
OST_Windows | A-M_Curtain Dual Right | WF.20 | Glazing External | Triple Casement
OST_Windows | A-M_Curtain Wall Awning1 | WS.05 | Glazing External | Single Casement
OST_Windows | A-M_Curtain Wall Awning1 | WS.03 | Glazing External | Single Casement
OST_Windows | A-M_Curtain Window | WF.15 | Glazing External | Double Casement
OST_Windows | A-M_Curtain Window | WF.23 | Glazing External | Double Casement
OST_Windows | A-M_Curtain Window | WG.13 | Glazing External | Double Casement
OST_Windows | A-M_Curtain Window | WG.10 | Glazing External | Double Casement
OST_Windows | A-M_Curtain Window | WG.11 | Glazing External | Double Casement
OST_Windows | A-M_Curtain Window | WG.12 | Glazing External | Double Casement
OST_Windows | A-M_Curtain Window | WF.17 | Glazing External | Double Casement
OST_Windows | A-M_Curtain Window | WF.16 | Glazing External | Double Casement
OST_Windows | A-M_Curtain Window | WG.18 | Glazing External | Double Casement
OST_Windows | A-M_Curtain Window | WG.17 | Glazing External | Double Casement
OST_Windows | A-M_Curtain Window | WG.16 | Glazing External | Double Casement
OST_Windows | A-M_Curtain Window | WG.14 | Glazing External | Double Casement
OST_Windows | A-M_Curtain_Wall_Panel Window | XD.10
OST_Windows | A-M_Fixed Curtain Window | WG.08 | Glazing External | Single Casement
OST_Windows | A-M_Fixed Curtain Window | WG.09 | Glazing External | Single Casement
OST_Windows | A-M_Fixed Curtain Window | WF.09 | Glazing External | Single Casement
OST_Windows | A-M_Fixed Curtain Window | WF.10 | Glazing External | Single Casement
OST_Windows | A-M_Fixed Curtain Window | WF.11 | Glazing External | Single Casement
OST_Windows | A-M_Fixed Curtain Window | WF.12 | Glazing External | Single Casement
OST_Windows | A-M_Fixed Curtain Window | WG.07 | Glazing External | Single Casement
OST_Windows | A-M_Fixed Curtain Window | WG.06 | Glazing External | Single Casement
OST_Windows | A-M_Fixed Curtain Window | WG.05 | Glazing External | Single Casement
OST_Windows | A-M_Fixed Curtain Window | WG.04 | Glazing External | Single Casement
OST_Windows | A-M_Fixed Curtain Window | WG.03 | Glazing External | Single Casement
OST_Windows | A-M_Fixed Curtain Window | WG.02 | Glazing External | Single Casement
OST_Windows | A-M_Fixed Curtain Window | WG.01 | Glazing External | Single Casement
OST_Windows | A-M_Fixed Curtain Window | WF.08 | Glazing External | Single Casement
OST_Windows | A-M_Fixed Curtain Window | WF.07 | Glazing External | Single Casement
OST_Windows | A-M_Fixed Curtain Window | WF.06 | Glazing External | Single Casement
OST_Windows | A-M_Fixed Curtain Window | WF.05 | Glazing External | Single Casement
OST_Windows | A-M_Fixed Curtain Window | WF.04 | Glazing External | Single Casement
OST_Windows | A-M_Fixed Curtain Window | WF.03 | Glazing External | Single Casement
OST_Windows | A-M_Fixed Curtain Window | WF.02 | Glazing External | Single Casement
OST_Windows | A-M_Fixed Curtain Window | WF.01 | Glazing External | Single Casement
OST_Windows | A-M_Fixed Curtain Window | WG.15 | Glazing External | Single Casement
OST_Windows | A-M_Timber_single_casement_window_2920 | 1000 X 1200 | Glazing External | Single Casement
OST_Windows | KFW - 01 Ultratech Internal flush window | KFW - 01 Ultratech Internal Flush window | Glazing Internal | Glazed - Flush
OST_Windows | KFW - 02 Ultratech Internal flush window | KFW - 02 Ultratech Internal Flush window | Glazing Internal | Glazed - Flush
OST_Windows | KFW - 03 Ultratech Internal flush window | KFW - 03 Ultratech Internal Flush window | Glazing Internal | Glazed - Flush
OST_Windows | Window_RoofLight_Kingspan_DayLite_KaptureAir | KS700DLKA | Glazing External | Roof Light
OST_Windows | WS.03 | WS.03 | Glazing External | Double Casement
OST_Windows | WS.04 | WS.04 | Glazing External | Double Casement